## Sheet1
id | organisation_id | name | manufacturer | model_number | size | speed_rpm | impeller_dia_mm | catalogue_report_ids | family_type | impeller_diameters | hq_a0 | hq_a1 | hq_a2 | hq_a3 | hq_a4 | hq_a5 | eff_b0 | eff_b1 | eff_b2 | eff_b3 | eff_b4 | eff_b5 | npsh_c0 | npsh_c1 | npsh_c2 | npsh_c3 | npsh_c4 | npsh_c5 | pow_p0 | pow_p1 | pow_p2 | pow_p3 | pow_p4 | pow_p5 | q_min | q_max | q_bep | hr | qr | er | pump_type | application | notes | extra_curves_json | graph_show_eff_iso | graph_eff_levels | graph_show_power_iso | graph_power_levels | graph_show_npsh_iso | graph_npsh_levels | graph_show_npsh_curve | graph_npsh_yaxis | graph_show_speed_lines | graph_speed_line_values | graph_show_rpm_overlay | graph_rpm_values | graph_show_dia_overlay | graph_dia_overlay_values | graph_show_hq | graph_show_other | graph_show_eff | graph_show_power | graph_show_npsh | graph_combine_eff_power | graph_trim_model | graph_trim_penalty | selection_allow_fixed_speed | selection_allow_vsd | graph_options_json | graph_custom_label_pos | curve_labels | curve_diameters | curve_colors | curve_modes | curve_units | curve_raw_tables | curve_coeffs | unit_q | unit_h | unit_npsh | unit_pow | unit_op_q | app_modules | impeller_material | casing_material | number_of_vanes | suction_size | discharge_size | unit_suction | unit_discharge | max_solid_size_mm | unit_solid | max_pressure_bar | unit_pressure | max_temp_c | unit_temp | seal_type | drive_type | is_multistage | num_stages | is_double_suction | is_angle_trim | is_self_priming | is_non_clog | has_inducer | is_throttling_capable | min_flow_m3h | max_orifice_dia_mm | impeller_eye_area_cm2 | vfd_min_hz | vfd_max_hz | PumpAttribute1 | PumpAttribute2 | PumpAttribute3 | PumpAttribute4 | PumpAttribute5 | PumpAttribute6 | PumpAttribute7 | PumpAttribute8 | PumpAttribute9 | PumpAttribute10 | PumpAttribute11 | PumpAttribute12 | PumpAttribute13 | PumpAttribute14 | PumpAttribute15 | PumpAttribute16 | PumpAttribute17 | PumpAttribute18 | PumpAttribute19 | PumpAttribute20 | PumpAttribute21 | PumpAttribute22 | PumpAttribute23 | PumpAttribute24 | PumpAttribute25 | PumpAttribute26 | PumpAttribute27 | PumpAttribute28 | PumpAttribute29 | PumpAttribute30 | head_curve_style | eff_curve_style | power_curve_style | npsh_curve_style | main_curve_style | axis_flow_min | axis_flow_max | axis_flow_major | axis_flow_minor | axis_head_min | axis_head_max | axis_head_major | axis_head_minor | axis_eff_min | axis_eff_max | axis_eff_major | axis_eff_minor | axis_power_min | axis_power_max | axis_power_major | axis_power_minor | axis_npsh_min | axis_npsh_max | axis_npsh_major | axis_npsh_minor | poly_order | poly_order_hq | poly_order_eff | poly_order_npsh | poly_order_pow | created_at | updated_at
1 | 1 | Test Pump Filtered | Weir Minerals | 4/3 C-AH | 4/3 C-AH | 1450 | 300 | all | trimmed_impeller |  | 50 | 0 | -0.0071875 | 0 | 0 | 0 | -35.5556 | 4.8889 | -0.055556 | 0 | 0 | 0 | 1.8 | 0 | 0.0012 | 0 | 0 | 0 | 1.8701 | 0.11418 | -0.00080112 | 0 | 0 | 0 | 0 | 100 | 44 | 0.9 | 0.92 | 0.85 | centrifugal slurry | Slurry / mineral processing | Standard duty slurry pump. Up to 40% w/w abrasive slurry. |  | 1 | 15;30;45 | 1 | 5;15;25 | 1 | 3;5 | 1 | y2 | 0 |  | 0 |  | 1 | [330;305;280;255;230] | 1 | 1 | 1 | 1 | 1 | 1 | both | NULL | 1 | 1 | {"show_eff_iso": true, "eff_levels": "15;30;45", "show_power_iso": true, "power_levels": "5;15;25", "show_npsh_iso": true, "npsh_levels": "3;5", "show_npsh_curve": true, "npsh_yaxis": "y2", "show_speed_lines": true, "show_hq": true, "show_other": true, "show_eff": true, "show_power": true, "show_npsh": true, "combine_eff_power": true, "trim_model": "both", "custom_label_pos": {"\u00d8250 mm": {"x": 100, "y": 25}}, "unit_max_imp": "mm", "graph_unit_q": "", "graph_unit_h": "", "graph_unit_npsh": "", "graph_unit_pow": "", "legend_mode": "each"} | {"\u00d8250 mm": {"x": 100, "y": 25}} | Curve 1 | 330.0;mm | #58a6ff | fit | m3h,m,m,kw | 0.000,46.000,,1.800,1.870;20.000,43.125,40.0,2.280,3.833;30.800,39.182,62.3,2.938,4.627;44.000,32.085,72.0,4.123,5.343;64.000,16.560,49.8,6.715,5.896;80.000,,0.0,9.480,5.877 | 46.0,0.0,-0.0071875,0.0,-35.55555555555556,4.888888888888889,-0.05555555555555555,0.0,1.8,0.0,0.0012,1.8701,0.11418058,-0.0008011192,80.00,44.00 | m3h | m | m | kw | m3h |  |  |  | 5 |  |  | mm | mm | 0 | mm | 0 | bar | 0 | degC |  |  | 0 | 1 | 0 | 0 | 0 | 0 | 0 | 1 | 0 | 0 | 0 | 30 | 60 | [30 empty] | #58a6ff;2.0,solid | #3fb950;1.5,dot | #f85149;1.5,longdash | #39d3c0;1.5,dashdot | graph | NULL | NULL | NULL | NULL | NULL | NULL | NULL | NULL | NULL | NULL | NULL | NULL | NULL | NULL | NULL | NULL | NULL | NULL | NULL | NULL | 4 | 2 | 4 | 3 | 1 | 46196.2599 | 46261.5732
2 | 2 | Warman 6/4 D-AH | Weir Minerals | 6/4 D-AH | 6/4 D-AH | 1000 | 480 | all | trimmed_impeller |  | 58 | 0 | -0.00047347 | 0 | 0 | 0 | -46.6181 | 1.2986 | -0.0033299 | 0 | 0 | 0 | 2.2 | 0 | 4.5e-05 | 0 | 0 | 0 | 9.2982 | 0.12834 | -0.00020404 | 0 | 0 | 0 | 0 | 350 | 195 | 0.88 | 0.9 | 0.82 | centrifugal slurry | Slurry / tailings | Heavy duty slurry pump for coarse and abrasive slurries. | [] | 1 |  | 0 |  | 0 |  | 0 | y2 | 0 |  | 0 |  | 1 | [480;450;420;390;360] | 1 | 1 | 1 | 1 | 1 | 1 | fit | NULL | 1 | 0 | {"unit_max_imp": "mm", "graph_unit_q": "m3h", "graph_unit_h": "m", "graph_unit_npsh": "m", "graph_unit_pow": "kw", "legend_mode": "each", "label_format": "percent", "custom_label_pos": {}} | {} | Curve 1 | 480.0;mm | #58a6ff | fit | m3h,m,m,kw | 0.000,58.000,,2.200,9.298;87.500,54.375,41.5,2.545,18.966;136.500,49.178,68.6,3.038,23.015;195.000,39.996,80.0,3.911,26.566;280.000,20.880,55.9,5.728,29.237;350.000,,0.0,7.713,29.223 | 58.0,0.0,-0.000473469387755102,0.0,0,0,-46.61810613943808,1.2986472424557753,-0.0033298647242455777,0.0,0,0,2.2,0.0,4.5e-05,0,0,0,9.2982,0.12834262,-0.0002040423,0,0,0,350.00,195.00 | m3h | m | m | kw | m3h |  |  |  | 5 |  |  | mm | mm | 0 | mm | 0 | bar | 0 | degC |  |  | 0 | 1 | 0 | 0 | 0 | 0 | 0 | 1 | 0 | 0 | 0 | 30 | 60 | [30 empty] | #58a6ff;2.0,solid | #3fb950;1.5,dot | #f85149;1.5,longdash | #39d3c0;1.5,dashdot | graph | NULL | NULL | NULL | NULL | NULL | NULL | NULL | NULL | NULL | NULL | NULL | NULL | NULL | NULL | NULL | NULL | NULL | NULL | NULL | NULL | 3 | 3 | 3 | 2 | 2 | 46196.2599 | 46265.7792
3 | 2 | Warman 8/6 E-AH | Weir Minerals | 8/6 E-AH | 8/6 E-AH | 750 | 610 | all | trimmed_impeller |  | 72 | 0 | -0.0001125 | 0 | 0 | 0 | -40.4938 | 0.55679 | -0.00063272 | 0 | 0 | 0 | 2.8 | 0 | 2.5e-05 | 0 | 0 | 0 | 25.701 | 0.15692 | -0.0001101 | 0 | 0 | 0 | 0 | 800 | 440 | 0.87 | 0.9 | 0.8 | centrifugal slurry | Slurry / coarse solids | Large slurry pump for high flow, coarse slurry duties. |  | 1 |  | 0 |  | 0 |  | 0 | y2 | 0 |  | 0 |  | 1 | [610;570;530;490;450] | 1 | 1 | 1 | 1 | 1 | 1 | fit | NULL | 1 | 1 |  | {} | [7 empty] | m3h | m | m | kw | m3h |  |  |  | 5 |  |  |  |  | 0 |  | 0 |  | 0 |  |  |  | 0 | 1 | 0 | 0 | 0 | 0 | 0 | 1 | 0 | 0 | 0 | 30 | 60 | [30 empty] | #58a6ff;2.0,solid | #3fb950;1.5,dot | #f85149;1.5,longdash | #39d3c0;1.5,dashdot | graph | NULL | NULL | NULL | NULL | NULL | NULL | NULL | NULL | NULL | NULL | NULL | NULL | NULL | NULL | NULL | NULL | NULL | NULL | NULL | NULL | 3 | 3 | 3 | 2 | 2 | 46196.2599 | 46196.2599
4 | 2 | Warman 10/8 F-M | Weir Minerals | 10/8 F-M | 10/8 F-M | 600 | 760 | all | trimmed_impeller |  | 82 | 0 | -3.2031e-05 | 0 | 0 | 0 | -39.5062 | 0.2716 | -0.00015432 | 0 | 0 | 0 | 3.2 | 0 | 1.2e-05 | 0 | 0 | 0 | 60.0047 | 0.18319 | -6.4264e-05 | 0 | 0 | 0 | 0 | 1600 | 880 | 0.86 | 0.89 | 0.78 | centrifugal slurry | Mill circuit | Mill discharge pump for SAG/ball mill circuits. |  | 1 |  | 0 |  | 0 |  | 0 | y2 | 0 |  | 0 |  | 1 | [760;710;660;610;560] | 1 | 1 | 1 | 1 | 1 | 1 | fit | NULL | 1 | 1 |  | {} | [7 empty] | m3h | m | m | kw | m3h |  |  |  | 5 |  |  |  |  | 0 |  | 0 |  | 0 |  |  |  | 0 | 1 | 0 | 0 | 0 | 0 | 0 | 1 | 0 | 0 | 0 | 30 | 60 | [30 empty] | #58a6ff;2.0,solid | #3fb950;1.5,dot | #f85149;1.5,longdash | #39d3c0;1.5,dashdot | graph | NULL | NULL | NULL | NULL | NULL | NULL | NULL | NULL | NULL | NULL | NULL | NULL | NULL | NULL | NULL | NULL | NULL | NULL | NULL | NULL | 3 | 3 | 3 | 2 | 2 | 46196.2599 | 46196.2599
5 | 2 | Generic CW 50-200 | Generic | CW50-200 | 50-200 | 2900 | 200 | all | trimmed_impeller |  | 55 | 0 | -0.11364 | 0 | 0 | 0 | -29.92 | 16.32 | -0.68 | 0 | 0 | 0 | 1.2 | 0 | 0.04 | 0 | 0 | 0 | 0.6503 | 0.1454 | -0.00373 | 0 | 0 | 0 | 0 | 22 | 12 | 1 | 1 | 1 | centrifugal | General water service | Standard end-suction centrifugal pump for water duties. | [{"label": "Curve 1Manual Trim 1", "color": "#58a6ff", "diameter": 290290, "unit_q": "ls", "unit_h": "m", "unit_npsh": "m", "unit_pow": "kw", "hq_a0": 48, "hq_a1": 0, "hq_a2": -0.0009645062, "hq_a3": 0, "eff_b0": 0, "eff_b1": 1.5625, "eff_b2": -0.0078125, "eff_b3": 0, "npsh_c0": 1, "npsh_c1": 0, "npsh_c2": 0, "pow_p0": 4.6822, "pow_p1": 0.126239, "pow_p2": -0.0003928, "q_max": 144, "q_bep": 99.99}] | 1 |  | 0 |  | 0 |  | 0 | y2 | 0 |  | 0 |  | 1 | [200;185;170;155] | 1 | 1 | 1 | 1 | 1 | 1 | fit | NULL | 1 | 1 |  | {} | [7 empty] | m3h | m | m | kw | m3h |  |  |  | 5 |  |  |  |  | 0 |  | 0 |  | 0 |  |  |  | 0 | 1 | 0 | 0 | 0 | 0 | 0 | 1 | 0 | 0 | 0 | 30 | 60 | [30 empty] | #58a6ff;2.0,solid | #3fb950;1.5,dot | #f85149;1.5,longdash | #39d3c0;1.5,dashdot | graph | NULL | NULL | NULL | NULL | NULL | NULL | NULL | NULL | NULL | NULL | NULL | NULL | NULL | NULL | NULL | NULL | NULL | NULL | NULL | NULL | 3 | 3 | 3 | 2 | 2 | 46196.2599 | 46258.2804
6 | 2 | Generic CW 100-315 | Generic | CW100-315 | 100-315 | 1450 | 315 | all | variable_speed |  | 68 | 0 | -0.001088 | 0 | 0 | 0 | -40.4177 | 1.7162 | -0.0062181 | 0 | 0 | 0 | 1.8 | 0 | 9.5e-05 | 0 | 0 | 0 | 7.9781 | 0.1554 | -0.00034805 | 0 | 0 | 0 | 0 | 250 | 138 | 1 | 1 | 1 | centrifugal | General water / process | Medium-duty centrifugal pump for water and mild process fluids. | [{"label": "Curve 1Test Trim", "color": "#58a6ff", "diameter": 280280, "unit_q": "ls", "unit_h": "m", "unit_npsh": "m", "unit_pow": "kw", "hq_a0": 50, "hq_a1": 0, "hq_a2": -0.0009645062, "hq_a3": 0, "eff_b0": 0, "eff_b1": 1.49305556, "eff_b2": -0.0072337963, "eff_b3": 0, "npsh_c0": 1, "npsh_c1": 0, "npsh_c2": 0, "pow_p0": 5.0747, "pow_p1": 0.131362, "pow_p2": -0.00038781, "q_max": 144, "q_bep": 103.17}, {"label": "Curve 2Manual Trim 2", "color": "#3fb950", "diameter": 275, "unit_q": "m3h", "unit_h": "m", "unit_npsh": "m", "unit_pow": "kw", "hq_a0": 46, "hq_a1": 0.025, "hq_a2": -0.01375, "hq_a3": 0, "eff_b0": 0, "eff_b1": 5.5, "eff_b2": -0.1, "eff_b3": 0, "npsh_c0": 1, "npsh_c1": 0, "npsh_c2": 0, "pow_p0": 1.2588, "pow_p1": 0.123613, "pow_p2": -0.00140444, "q_max": 40, "q_bep": 27.51}] | 1 |  | 0 |  | 0 |  | 0 | y2 | 0 |  | 0 | 1000, 900, 800, 700, 600, 500 | 1 | [315;290;265;240] | 1 | 1 | 1 | 1 | 1 | 1 | fit | NULL | 1 | 1 | {"unit_max_imp": "mm", "graph_unit_q": "m3h", "graph_unit_h": "m", "graph_unit_npsh": "m", "graph_unit_pow": "kw", "legend_mode": "each", "custom_label_pos": {"eta_75": {"x": 133.89, "y": 55.18}, "eta_45": {"x": 226.26, "y": 29.18}, "eta_70": {"x": 187.47, "y": 44.92}}} | {"eta_75": {"x": 133.89, "y": 55.18}, "eta_45": {"x": 226.26, "y": 29.18}, "eta_70": {"x": 187.47, "y": 44.92}} | Curve 1;Curve 1Test Trim;Curve 2Manual Trim 2 | 315.0;mm¦280280;mm¦275;mm | #58a6ff;#58a6ff;#3fb950 | fit;fit;fit | m3h,m,m,kw¦ls,m,m,kw¦m3h,m,m,kw | 0.000,68.000,,1.800,7.978;62.500,63.750,42.6,2.171,16.331;96.600,57.847,67.3,2.686,19.742;138.000,47.280,78.0,3.609,22.795;200.000,24.480,54.1,5.600,25.135;250.000,,,7.737,25.074¦¦ | 68.0,0.0,-0.001088,0.0,-40.41772959183673,1.7161989795918366,-0.006218112244897959,0.0,1.8,0.0,9.5e-05,7.9781,0.15539651,-0.0003480523,250.00,138.00¦50,0,-0.0009645062,0,0,1.49305556,-0.0072337963,0,1,0,0,5.0747,0.131362,-0.00038781,144,103.17¦46,0.025,-0.01375,0,0,5.5,-0.1,0,1,0,0,1.2588,0.123613,-0.00140444,40,27.51 | m3h | m | m | kw | m3h |  |  |  | 5 |  |  |  |  | 0 |  | 0 |  | 0 |  |  |  | 0 | 1 | 0 | 0 | 0 | 0 | 0 | 1 | 0 | 0 | 0 | 30 | 60 | [30 empty] | #58a6ff;2.0,solid | #3fb950;1.5,dot | #f85149;1.5,longdash | #39d3c0;1.5,dashdot | graph | NULL | NULL | NULL | NULL | NULL | NULL | NULL | NULL | NULL | NULL | NULL | NULL | NULL | NULL | NULL | NULL | NULL | NULL | NULL | NULL | 3 | 3 | 3 | 2 | 2 | 46196.2599 | 46263.8075
7 | 2 | KSB Etanorm 32-200 | KSB | Etanorm 32-200 | 32-200 | 2900 | 190 | all | trimmed_impeller |  | 30 | 0 | -0.11719 | 0 | 0 | 0 | -40.4898 | 22.7755 | -1.2653 | 0 | 0 | 0 | 1 | 0 | 0.1 | 0 | 0 | 0 | 0.2839 | 0.085025 | -0.0029374 | 0 | 0 | 0 | 0 | 16 | 9 | 1 | 1 | 1 | centrifugal | Building services / HVAC | Compact process pump for heating / cooling circuits. | [] | 1 |  | 0 |  | 0 |  | 0 | y2 | 0 |  | 0 |  | 1 | [190;175;160] | 1 | 1 | 1 | 1 | 1 | 1 | fit | NULL | 1 | 1 | {"unit_max_imp": "mm", "graph_unit_q": "m3h", "graph_unit_h": "m", "graph_unit_npsh": "m", "graph_unit_pow": "kw", "legend_mode": "each", "custom_label_pos": {"eta_50": {"x": 12.87, "y": 16.24}, "eta_55": {"x": 10.59, "y": 22.92}, "eta_60": {"x": 6.19, "y": 16.61}, "eta_30": {"x": 4.68, "y": 32.76}, "eta_45": {"x": 13.18, "y": 16.44}}, "label_format": "percent"} | {"eta_50": {"x": 12.87, "y": 16.24}, "eta_55": {"x": 10.59, "y": 22.92}, "eta_60": {"x": 6.19, "y": 16.61}, "eta_30": {"x": 4.68, "y": 32.76}, "eta_45": {"x": 13.18, "y": 16.44}} | Curve 1 | 190.0;mm | #58a6ff | fit | m3h,m,m,kw | 0.000,30.000,,1.000,0.284;4.000,28.125,30.4,2.600,0.577;6.300,25.349,52.8,4.969,0.703;9.000,20.508,62.0,9.100,0.811;12.800,10.800,43.7,17.384,0.891;16.000,,,26.600,0.892 | 30.0,0.0,-0.1171875,0.0,0,0,-40.48979591836735,22.775510204081634,-1.2653061224489797,0.0,0,0,1.0,0.0,0.1,0,0,0,0.2839,0.0850248,-0.0029374399,0,0,0,16.00,9.00 | m3h | m | m | kw | m3h |  |  |  | 5 |  |  | mm | mm | 0 | mm | 0 | bar | 0 | degC |  |  | 0 | 1 | 0 | 0 | 0 | 0 | 0 | 1 | 0 | 0 | 0 | 30 | 60 | open | ANSI | 6 |  | Rubber | [25 empty] | #58a6ff;2.0,solid | #3fb950;1.5,dot | #f85149;1.5,longdash | #39d3c0;1.5,dashdot | graph | NULL | NULL | NULL | NULL | NULL | NULL | NULL | NULL | NULL | NULL | NULL | NULL | NULL | NULL | NULL | NULL | NULL | NULL | NULL | NULL | 3 | 3 | 3 | 2 | 2 | 46196.2599 | 46268.5635
9 | 2 | ISF100x65-200 2P | APEX PUMPS | ISF100x65-200 |  | 2900 | 282 | all | trimmed_impeller |  | 69.9969 | 0.0050168 | 0.00058972 | -7.4664e-06 | 9.4089e-09 | 0 | 0.36888 | 1.2614 | -0.0062643 | 9.1674e-06 | 0 | 0 | 2.6147 | -0.016801 | 0.00013013 | 0 | 0 | 0 | 11.9889 | 0.14335 | 0.00014407 | -1.2772e-06 | 0 | 0 | 0 | 203.58 | 150.34 | 1 | 1 | 1 | centrifugal | Process | Test notes | [{"label":"Curve 2","color":"#127ef3","diameter":"182","unit_dia":"mm","curve_mode":"affinity","unit_q":"ls","unit_h":"m","unit_npsh":"m","unit_pow":"kw","style_mode":"custom","use_custom_style":true,"weight":3,"style":"dot","raw_table":[["0","41.27","0","2.41","6.5"],["10.2","41.74","44.82","2.41","9.32"],["20.04","41.42","65.45","2.41","12.44"],["26.72","39.8","72.27","2.45","14.44"],["33.4","36.67","74.98","2.8","16.02"],["40.08","31.84","72.83","3.8","17.19"],["43.42","28.66","69.09","5","17.67"]]}] | 1 | 30;40;50;60;75;78 | 1 | 10;15;20;35;30;40 | 1 | 1.5;2.5;3.5;4.5 | 0 | y1 | 0 | 2900;2100;1450;750 | 0 | 2900, 2000, 1000 | 1 | 228;213;197;182 | 1 | 1 | 1 | 1 | 1 | 0 | fit | NULL | 1 | 0 | {"unit_max_imp": "mm", "graph_unit_q": "ls", "graph_unit_h": "m", "graph_unit_npsh": "m", "graph_unit_pow": "kw", "legend_mode": "curve_labels", "curve_label_flow_pct": 100, "curve_label_vpos": "top", "curve_label_pos": "middle-top", "custom_label_pos": {"\u00d8182 mm (Affinity)": {"x": 179.04, "y": 28.92}, "\u00d8182 mm (Fitted)": {"x": 271.66, "y": 39.7}, "\u00d8228 mm": {"x": 216.07, "y": 47.33}, "eta_30": {"x": 97.42, "y": 74.34}, "eta_40": {"x": 142.16, "y": 74.47}, "\u00d8228.0 mm": {"x": 125, "y": 48}, "\u00d8197 mm": {"x": 183.85, "y": 34.45}, "eta_75": {"x": 108.99, "y": 72.32}, "npsh_4.5": {"x": 169.99, "y": 61.93}, "\u00d8213 mm": {"x": 197.75, "y": 40.59}, "eta_78": {"x": 185, "y": 59.7}, "eta_50": {"x": 185.54, "y": 75.37}, "npsh_2": {"x": 105.01, "y": 56.97}, "eta_60": {"x": 244.4, "y": 74.82}, "npsh_2.5": {"x": 123.52, "y": 52.88}, "npsh_3": {"x": 150.55, "y": 48.48}, "npsh_1.5": {"x": 275.4, "y": 47.89}, "eta_75_4": {"x": 107.66, "y": 71.86}, "npsh_4.5_5": {"x": 189.08, "y": 48.46}, "eta_75_5": {"x": 208.4, "y": 51.11}, "eta_78_7": {"x": 183.66, "y": 58.23}, "eta_30_0": {"x": 97.42, "y": 73.57}, "eta_78_6": {"x": 125.86, "y": 71.79}, "eff_\u00d8197 mm": {"x": 182.74, "y": 68.81}, "eff_\u00d8228 mm": {"x": 208.15, "y": 73.42}, "pow_\u00d8182 mm": {"x": 180.79, "y": 18.64}, "npsh_\u00d8182 mm": {"x": 171.29, "y": 2.81}, "eff_\u00d8213 mm": {"x": 197.03, "y": 71.03}, "eff_spd_3": {"x": 13.46, "y": 63.67}, "\u00d8182 mm": {"x": 173.59, "y": 29.12}, "eff_\u00d8182 mm": {"x": 166, "y": 69.32}, "eff_spd_0": {"x": 214.85, "y": 67.56}, "eff_spd_2": {"x": 113.72, "y": 66.44}, "eff_spd_1": {"x": 156.74, "y": 69.22}, "\u00d8213 mm (93%)": {"x": 209.41, "y": 40.29}, "\u00d8182 mm (80%)": {"x": 178.49, "y": 28.29}, "\u00d8197 mm (86%)": {"x": 194.83, "y": 34.03}, "pow_\u00d8182 mm (80%)": {"x": 176.36, "y": 18.67}, "pow_\u00d8197 mm (86%)": {"x": 207.68, "y": 22.82}, "pow_\u00d8228 mm (100%)": {"x": 229.75, "y": 38.36}, "eff_\u00d8228 mm (100%)": {"x": 210.92, "y": 73.82}, "eff_\u00d8213 mm (93%)": {"x": 197.14, "y": 70.45}, "eff_\u00d8197 mm (86%)": {"x": 180.04, "y": 68.97}, "eff_\u00d8182 mm (80%)": {"x": 171.32, "y": 67.69}, "spd_lbl_1": {"x": 164.27, "y": 22.72}, "spd_lbl_0": {"x": 213.59, "y": 45.65}, "npsh_4.5_3": {"x": 196.45, "y": 46.45}, "pow_spd_1": {"x": 168.05, "y": 16}, "pow_spd_2": {"x": 114.16, "y": 6}, "pow_spd_3": {"x": 66.53, "y": 0.67}, "npsh_spd_3": {"x": 62.35, "y": 0.21}, "npsh_spd_2": {"x": 115.81, "y": 1.12}, "npsh_\u00d8228 mm (100%)": {"x": 216.32, "y": 4.25}, "pow_spd_0": {"x": 162.61, "y": 34.67}, "pow_dia_0": {"x": 217.33, "y": 37.56}, "eff_dia_3": {"x": 167.83, "y": 66.83}, "pow_dia_3": {"x": 178.88, "y": 18}, "pow_dia_2": {"x": 193.93, "y": 24.44}, "spd_lbl_2": {"x": 111.64, "y": 6.96}, "dia_lbl_3": {"x": 132.67, "y": 30.43}, "dia_lbl_2": {"x": 187.67, "y": 35.79}, "dia_lbl_1": {"x": 199.37, "y": 40.32}, "eff_dia_2": {"x": 181.94, "y": 69.06}, "eff_dia_1": {"x": 197.35, "y": 72.11}, "eff_dia_0": {"x": 210.28, "y": 73.78}, "eta_40_left": {"x": 38.09, "y": 74.45}, "eta_30_left": {"x": 25.56, "y": 73.92}, "eta_50_left": {"x": 53.57, "y": 75.52}, "eta_60_left": {"x": 73.62, "y": 74.99}, "eta_75_left": {"x": 107.03, "y": 73.92}, "dia_lbl_0": {"x": 214.42, "y": 47.52}, "eta_75_right": {"x": 208.91, "y": 52.59}, "spd_lbl_3": {"x": 64.84, "y": 1.92}, "pow_30_4": {"x": 150.08, "y": 59.23}, "pow_20_2": {"x": 85.32, "y": 61.63}, "npsh_2.5_1": {"x": 140.04, "y": 52.03}, "npsh_3.5_2": {"x": 175.57, "y": 43.49}, "npsh_spd_1": {"x": 160.92, "y": 2.34}, "npsh_spd_0": {"x": 157.18, "y": 3.26}, "npsh_dia_0": {"x": 209.45, "y": 4.56}, "npsh_dia_1": {"x": 196.92, "y": 3.97}, "npsh_dia_2": {"x": 181.87, "y": 3.41}, "npsh_dia_3": {"x": 167.47, "y": 2.91}, "pow_dia_1": {"x": 206.46, "y": 29.33}, "pow_15_1": {"x": 56.48, "y": 56.29}, "pow_35_3": {"x": 185.18, "y": 50.72}, "eta_78_right": {"x": 183.49, "y": 60.59}, "eta_78_left": {"x": 127.08, "y": 72.32}, "pow_10_0": {"x": 31.43, "y": 48.83}, "npsh_1.5_0": {"x": 80.32, "y": 47.36}, "\u00d8228 mm (100%)": {"x": 226.4, "y": 45.63}, "pow_\u00d8197 mm": {"x": 195.19, "y": 24.64}, "pow_\u00d8213 mm": {"x": 205.63, "y": 30.42}, "pow_\u00d8228 mm": {"x": 213.59, "y": 36.64}, "npsh_\u00d8197 mm": {"x": 184.43, "y": 3.46}, "npsh_\u00d8213 mm": {"x": 198.18, "y": 3.98}, "npsh_\u00d8228 mm": {"x": 211.68, "y": 4.54}, "eff_750 RPM (26%)": {"x": 22.21, "y": 65.33}, "eff_1450 RPM (50%)": {"x": 109.12, "y": 68.11}, "eff_2100 RPM (72%)": {"x": 165.24, "y": 72.39}, "eff_2900 RPM (100%)": {"x": 208.87, "y": 66.56}, "750 RPM (26%)": {"x": 74.27, "y": 2.85}, "1450 RPM (50%)": {"x": 121.25, "y": 10.56}, "2100 RPM (72%)": {"x": 165.28, "y": 34.35}, "2900 RPM (100%)": {"x": 223.02, "y": 45.03}, "pow_1450 RPM (50%)": {"x": 125.03, "y": 4.04}, "pow_2100 RPM (72%)": {"x": 152.28, "y": 13.46}, "pow_2900 RPM (100%)": {"x": 225.61, "y": 35.97}, "pow_\u00d8213 mm (93%)": {"x": 217.76, "y": 29.4}, "npsh_\u00d8182 mm (80%)": {"x": 158.8, "y": 2.11}, "npsh_\u00d8197 mm (86%)": {"x": 186.59, "y": 3}, "npsh_\u00d8213 mm (93%)": {"x": 192.35, "y": 3.69}, "1000 RPM (34%)": {"x": 94.93, "y": 3.76}, "eff_1000 RPM (34%)": {"x": 27.25, "y": 65.28}, "eff_2000 RPM (69%)": {"x": 140.87, "y": 67.5}, "pow_1000 RPM (34%)": {"x": 97.02, "y": 2.64}, "pow_2000 RPM (69%)": {"x": 159.26, "y": 11.76}, "npsh_1000 RPM (34%)": {"x": 91.22, "y": 0.56}, "npsh_2900 RPM (100%)": {"x": 243.43, "y": 4.54}, "npsh_2000 RPM (69%)": {"x": 179.57, "y": 2.2}}, "label_format": "simple"} | {"\u00d8182 mm (Affinity)": {"x": 179.04, "y": 28.92}, "\u00d8182 mm (Fitted)": {"x": 271.66, "y": 39.7}, "\u00d8228 mm": {"x": 216.07, "y": 47.33}, "eta_30": {"x": 97.42, "y": 74.34}, "eta_40": {"x": 142.16, "y": 74.47}, "\u00d8228.0 mm": {"x": 125, "y": 48}, "\u00d8197 mm": {"x": 183.85, "y": 34.45}, "eta_75": {"x": 108.99, "y": 72.32}, "npsh_4.5": {"x": 169.99, "y": 61.93}, "\u00d8213 mm": {"x": 197.75, "y": 40.59}, "eta_78": {"x": 185, "y": 59.7}, "eta_50": {"x": 185.54, "y": 75.37}, "npsh_2": {"x": 105.01, "y": 56.97}, "eta_60": {"x": 244.4, "y": 74.82}, "npsh_2.5": {"x": 123.52, "y": 52.88}, "npsh_3": {"x": 150.55, "y": 48.48}, "npsh_1.5": {"x": 275.4, "y": 47.89}, "eta_75_4": {"x": 107.66, "y": 71.86}, "npsh_4.5_5": {"x": 189.08, "y": 48.46}, "eta_75_5": {"x": 208.4, "y": 51.11}, "eta_78_7": {"x": 183.66, "y": 58.23}, "eta_30_0": {"x": 97.42, "y": 73.57}, "eta_78_6": {"x": 125.86, "y": 71.79}, "eff_\u00d8197 mm": {"x": 182.74, "y": 68.81}, "eff_\u00d8228 mm": {"x": 208.15, "y": 73.42}, "pow_\u00d8182 mm": {"x": 180.79, "y": 18.64}, "npsh_\u00d8182 mm": {"x": 171.29, "y": 2.81}, "eff_\u00d8213 mm": {"x": 197.03, "y": 71.03}, "eff_spd_3": {"x": 13.46, "y": 63.67}, "\u00d8182 mm": {"x": 173.59, "y": 29.12}, "eff_\u00d8182 mm": {"x": 166, "y": 69.32}, "eff_spd_0": {"x": 214.85, "y": 67.56}, "eff_spd_2": {"x": 113.72, "y": 66.44}, "eff_spd_1": {"x": 156.74, "y": 69.22}, "\u00d8213 mm (93%)": {"x": 209.41, "y": 40.29}, "\u00d8182 mm (80%)": {"x": 178.49, "y": 28.29}, "\u00d8197 mm (86%)": {"x": 194.83, "y": 34.03}, "pow_\u00d8182 mm (80%)": {"x": 176.36, "y": 18.67}, "pow_\u00d8197 mm (86%)": {"x": 207.68, "y": 22.82}, "pow_\u00d8228 mm (100%)": {"x": 229.75, "y": 38.36}, "eff_\u00d8228 mm (100%)": {"x": 210.92, "y": 73.82}, "eff_\u00d8213 mm (93%)": {"x": 197.14, "y": 70.45}, "eff_\u00d8197 mm (86%)": {"x": 180.04, "y": 68.97}, "eff_\u00d8182 mm (80%)": {"x": 171.32, "y": 67.69}, "spd_lbl_1": {"x": 164.27, "y": 22.72}, "spd_lbl_0": {"x": 213.59, "y": 45.65}, "npsh_4.5_3": {"x": 196.45, "y": 46.45}, "pow_spd_1": {"x": 168.05, "y": 16}, "pow_spd_2": {"x": 114.16, "y": 6}, "pow_spd_3": {"x": 66.53, "y": 0.67}, "npsh_spd_3": {"x": 62.35, "y": 0.21}, "npsh_spd_2": {"x": 115.81, "y": 1.12}, "npsh_\u00d8228 mm (100%)": {"x": 216.32, "y": 4.25}, "pow_spd_0": {"x": 162.61, "y": 34.67}, "pow_dia_0": {"x": 217.33, "y": 37.56}, "eff_dia_3": {"x": 167.83, "y": 66.83}, "pow_dia_3": {"x": 178.88, "y": 18}, "pow_dia_2": {"x": 193.93, "y": 24.44}, "spd_lbl_2": {"x": 111.64, "y": 6.96}, "dia_lbl_3": {"x": 132.67, "y": 30.43}, "dia_lbl_2": {"x": 187.67, "y": 35.79}, "dia_lbl_1": {"x": 199.37, "y": 40.32}, "eff_dia_2": {"x": 181.94, "y": 69.06}, "eff_dia_1": {"x": 197.35, "y": 72.11}, "eff_dia_0": {"x": 210.28, "y": 73.78}, "eta_40_left": {"x": 38.09, "y": 74.45}, "eta_30_left": {"x": 25.56, "y": 73.92}, "eta_50_left": {"x": 53.57, "y": 75.52}, "eta_60_left": {"x": 73.62, "y": 74.99}, "eta_75_left": {"x": 107.03, "y": 73.92}, "dia_lbl_0": {"x": 214.42, "y": 47.52}, "eta_75_right": {"x": 208.91, "y": 52.59}, "spd_lbl_3": {"x": 64.84, "y": 1.92}, "pow_30_4": {"x": 150.08, "y": 59.23}, "pow_20_2": {"x": 85.32, "y": 61.63}, "npsh_2.5_1": {"x": 140.04, "y": 52.03}, "npsh_3.5_2": {"x": 175.57, "y": 43.49}, "npsh_spd_1": {"x": 160.92, "y": 2.34}, "npsh_spd_0": {"x": 157.18, "y": 3.26}, "npsh_dia_0": {"x": 209.45, "y": 4.56}, "npsh_dia_1": {"x": 196.92, "y": 3.97}, "npsh_dia_2": {"x": 181.87, "y": 3.41}, "npsh_dia_3": {"x": 167.47, "y": 2.91}, "pow_dia_1": {"x": 206.46, "y": 29.33}, "pow_15_1": {"x": 56.48, "y": 56.29}, "pow_35_3": {"x": 185.18, "y": 50.72}, "eta_78_right": {"x": 183.49, "y": 60.59}, "eta_78_left": {"x": 127.08, "y": 72.32}, "pow_10_0": {"x": 31.43, "y": 48.83}, "npsh_1.5_0": {"x": 80.32, "y": 47.36}, "\u00d8228 mm (100%)": {"x": 226.4, "y": 45.63}, "pow_\u00d8197 mm": {"x": 195.19, "y": 24.64}, "pow_\u00d8213 mm": {"x": 205.63, "y": 30.42}, "pow_\u00d8228 mm": {"x": 213.59, "y": 36.64}, "npsh_\u00d8197 mm": {"x": 184.43, "y": 3.46}, "npsh_\u00d8213 mm": {"x": 198.18, "y": 3.98}, "npsh_\u00d8228 mm": {"x": 211.68, "y": 4.54}, "eff_750 RPM (26%)": {"x": 22.21, "y": 65.33}, "eff_1450 RPM (50%)": {"x": 109.12, "y": 68.11}, "eff_2100 RPM (72%)": {"x": 165.24, "y": 72.39}, "eff_2900 RPM (100%)": {"x": 208.87, "y": 66.56}, "750 RPM (26%)": {"x": 74.27, "y": 2.85}, "1450 RPM (50%)": {"x": 121.25, "y": 10.56}, "2100 RPM (72%)": {"x": 165.28, "y": 34.35}, "2900 RPM (100%)": {"x": 223.02, "y": 45.03}, "pow_1450 RPM (50%)": {"x": 125.03, "y": 4.04}, "pow_2100 RPM (72%)": {"x": 152.28, "y": 13.46}, "pow_2900 RPM (100%)": {"x": 225.61, "y": 35.97}, "pow_\u00d8213 mm (93%)": {"x": 217.76, "y": 29.4}, "npsh_\u00d8182 mm (80%)": {"x": 158.8, "y": 2.11}, "npsh_\u00d8197 mm (86%)": {"x": 186.59, "y": 3}, "npsh_\u00d8213 mm (93%)": {"x": 192.35, "y": 3.69}, "1000 RPM (34%)": {"x": 94.93, "y": 3.76}, "eff_1000 RPM (34%)": {"x": 27.25, "y": 65.28}, "eff_2000 RPM (69%)": {"x": 140.87, "y": 67.5}, "pow_1000 RPM (34%)": {"x": 97.02, "y": 2.64}, "pow_2000 RPM (69%)": {"x": 159.26, "y": 11.76}, "npsh_1000 RPM (34%)": {"x": 91.22, "y": 0.56}, "npsh_2900 RPM (100%)": {"x": 243.43, "y": 4.54}, "npsh_2000 RPM (69%)": {"x": 179.57, "y": 2.2}} | MainCurve;Curve 2 | 228.0;mm¦182;mm | #58a6ff;#127ef3 | fit;affinity | ls,m,m,kw¦ls,m,m,kw | 0,70,0,2.41,12.0;13.05,70.79,48,2.41,18.88;26.1,70.25,70.1,2.41,25.66;34.8,67.5,77.4,2.45,29.77;43.5,62.2,80.3,2.8,33.05;52.2,54,78,3.8,35.45;56.55,48.6,74,5,36.43¦0,41.27,0,2.41,6.5;10.2,41.74,44.82,2.41,9.32;20.04,41.42,65.45,2.41,12.44;26.72,39.8,72.27,2.45,14.44;33.4,36.67,74.98,2.8,16.02;40.08,31.84,72.83,3.8,17.19;43.42,28.66,69.09,5,17.67 | 69.996949,0.00501678,0.0005897238,-7.466356e-06,9.4089e-09,0,0.368878,1.26136189,-0.0062642612,9.167406e-06,0,0,2.614652,-0.01680064,0.0001301316,0,0,0,11.9889,0.143352,0.00014407,-1.2772e-06,0,0,203.58,150.34¦41.268237,0.00332502,0.0006080229,-0.000009913106,0,0,0,0,0,0,0,0,0,0,0,0,0,0,0,0,0,0,0,0,0,0 | ls | m | m | kw | m3h |  |  |  | 5 |  |  | mm | mm | 0 | mm | 0 | bar | 0 | degC |  |  | 0 | 1 | 0 | 0 | 0 | 0 | 0 | 1 | 0 | 0 | 0 | 30 | 60 | Closed | ISO | 5 |  | Metal | [25 empty] | #b0788e;1.5,solid | #b2ba40;1.5,dot | #f85149;1.5,longdash | #55918c;1.5,dashdot | graph | 0 | 60 | 6 | 5 | 0 | 80 | 4 | 6 | 0 | 80 | 4 | 2 | 0 | 40 | 4 | 2 | 0 | 5 | 5 | 2 | 2 | 4 | 3 | 2 | 3 | 46221.4401 | 46267.8264
23 | 2 | VS150S-METAL | SPSA | VS150 |  | 1000 | 480 | all | variable_speed |  | 37.3022 | 0.002942 | -5.5586e-05 | 3.1747e-08 | 0 | 0 | 2.214 | 0.23673 | -0.00025028 | 0 | 0 | 0 | 0 | 0 | 0 | 0 | 0 | 0 | 36.0275 | 0.043395 | 8.859e-05 | -6.66e-08 | 0 | 0 | 0 | 651.6 | 472.57 | 1 | 1 | 1 | centrifugal |  |  | [] | 1 | 20;30;40;45;50;52 | 1 | 10;20;30;40;50;60;70;80 | 0 |  | 0 | y2 | 0 |  | 1 | 1000;900;800;700;600;500 | 0 | 480;320;240;180 | 1 | 1 | 1 | 1 | 0 | 0 | fit | NULL | 1 | 1 | {"unit_max_imp": "mm", "graph_unit_q": "ls", "graph_unit_h": "m", "graph_unit_npsh": "m", "graph_unit_pow": "kw", "legend_mode": "curve_labels", "custom_label_pos": {"spd_lbl_3": {"x": 140.85555555555555, "y": 11.76}, "eff_\u00d8900 mm": {"x": 586.44, "y": 48.71}, "pow_500 RPM": {"x": 367.02, "y": 9.72}, "eff_\u00d8500 mm": {"x": 325.8, "y": 46.21}, "eff_\u00d8600 mm": {"x": 409.76, "y": 60.71}, "spd_lbl_2": {"x": 160.62, "y": 14.87}, "500 RPM": {"x": 374.08, "y": 4.8}, "eff_spd_2": {"x": 150.85, "y": 47.85}, "eff_600 RPM": {"x": 389.3, "y": 47.06}, "eff_spd_3": {"x": 132.33, "y": 48.68}, "eff_500 RPM": {"x": 328.14, "y": 44.11}, "pow_700 RPM": {"x": 514.08, "y": 25.29}, "spd_lbl_0": {"x": 206.54, "y": 23.87}, "pow_800 RPM": {"x": 581.36, "y": 39.46}, "spd_lbl_1": {"x": 170.17, "y": 19.87}, "eff_spd_8": {"x": 436.58, "y": 54.62}, "spd_lbl_8": {"x": 345.08, "y": 6.54}, "eff_spd_6": {"x": 509.99, "y": 48.32}, "eff_spd_1": {"x": 167.62, "y": 48.4}, "spd_lbl_5": {"x": 105.23888888888891, "y": 4.6}, "spd_lbl_4": {"x": 124.4, "y": 7.84}, "pow_70_6": {"x": 545.36, "y": 25.1}, "eff_spd_0": {"x": 188.23, "y": 48.26}, "eff_spd_4": {"x": 111.36, "y": 48.82}, "pow_spd_1": {"x": 166.86, "y": 60.1}, "pow_spd_2": {"x": 156.24, "y": 43.02}, "pow_spd_3": {"x": 140.31, "y": 31.3}, "pow_spd_0": {"x": 195.68, "y": 81.25}, "pow_spd_4": {"x": 122.62, "y": 19.58}, "pow_spd_5": {"x": 99.62, "y": 7.37}, "eta_50_left": {"x": 296.95, "y": 35.53}, "eta_40_left": {"x": 210.44, "y": 37.95}, "eff_spd_5": {"x": 314.1, "y": 48.82}, "dia_lbl_1": {"x": 164.82222222222225, "y": 16.54}, "dia_lbl_2": {"x": 109.06666666666668, "y": 5.49}, "eta_45_left": {"x": 257.4, "y": 37.28}, "eta_50_6": {"x": 298.8, "y": 36.31}, "eta_52_7": {"x": 194.52222222222224, "y": 26.78}, "eta_30_left": {"x": 146.28, "y": 38.36}, "dia_lbl_3": {"x": 446.87, "y": 2.58}, "eta_20_left": {"x": 94.96, "y": 38.49}, "dia_lbl_0": {"x": 197.66666666666669, "y": 22.7}, "eff_dia_3": {"x": 102.34, "y": 52.17}, "eff_dia_2": {"x": 94.24722222222223, "y": 47.17}, "eff_dia_1": {"x": 125.40555555555557, "y": 43.83}, "eff_dia_0": {"x": 188.07222222222222, "y": 43.28}, "pow_dia_1": {"x": 133.45555555555558, "y": 23.58}, "pow_dia_0": {"x": 148.86111111111111, "y": 76.31}, "pow_dia_2": {"x": 105.10000000000001, "y": 11.38}, "pow_50_4": {"x": 413.93, "y": 25.2}, "pow_80_7": {"x": 638.03, "y": 22.85}, "pow_dia_3": {"x": 282.65, "y": 5.52}, "eta_40_right": {"x": 312.9, "y": 5.22}, "eta_52_left": {"x": 329.47, "y": 35.1}, "eta_52_right": {"x": 649.58, "y": 26.87}, "pow_20_1": {"x": 297.72, "y": 13.79}, "pow_40_3": {"x": 365.54, "y": 22.27}, "eta_45_right": {"x": 502.49, "y": 14.03}, "pow_30_2": {"x": 332.64, "y": 17.52}, "eta_50_right": {"x": 625.39, "y": 27.7}, "pow_10_0": {"x": 227.56, "y": 9.69}, "pow_600 RPM": {"x": 436.32, "y": 18.02}, "pow_900 RPM": {"x": 646.27, "y": 60.35}, "pow_1000 RPM": {"x": 711.79, "y": 89.74}, "undefined RPM": {"x": 174.89, "y": 20.17}, "1000 RPM": {"x": 710.24, "y": 23.52}, "600 RPM": {"x": 433.01, "y": 7.75}, "700 RPM": {"x": 490.54, "y": 10.85}, "800 RPM": {"x": 557.32, "y": 14.93}, "900 RPM": {"x": 625.39, "y": 19.18}, "eff_900 RPM": {"x": 588.71, "y": 44}, "eff_1000 RPM": {"x": 668.52, "y": 47}, "eff_700 RPM": {"x": 456.95, "y": 45.94}, "eff_800 RPM": {"x": 514.04, "y": 43.5}, "eff_500 RPM (50%)": {"x": 93.63, "y": 48.61}, "eff_600 RPM (60%)": {"x": 110.82, "y": 48.89}, "eff_700 RPM (70%)": {"x": 127.85, "y": 48.47}, "eff_800 RPM (80%)": {"x": 147.08, "y": 47.78}, "eff_900 RPM (90%)": {"x": 165.85, "y": 48.33}, "eff_1000 RPM (100%)": {"x": 182.36, "y": 48.75}, "pow_500 RPM (50%)": {"x": 100.59, "y": 14.11}, "pow_60_5": {"x": 444.85, "y": 27.87}, "\u00d8240 mm (50%)": {"x": 387.18, "y": 5.25}, "\u00d8180 mm (38%)": {"x": 302.47, "y": 2.45}, "\u00d8320 mm (67%)": {"x": 489.06, "y": 10.12}, "\u00d8480 mm (100%)": {"x": 695.66, "y": 24.13}, "eff_\u00d8180 mm (38%)": {"x": 64.12, "y": 48.11}, "eff_\u00d8240 mm (50%)": {"x": 324.14, "y": 42.56}, "eff_\u00d8320 mm (67%)": {"x": 440.1, "y": 43.67}, "eff_\u00d8480 mm (100%)": {"x": 653.11, "y": 42.78}, "pow_\u00d8480 mm (100%)": {"x": 720.14, "y": 85.35}, "pow_\u00d8320 mm (67%)": {"x": 470.05, "y": 22.85}, "pow_\u00d8180 mm (38%)": {"x": 311.54, "y": 3.91}, "pow_\u00d8240 mm (50%)": {"x": 387.18, "y": 11.57}}, "label_format": "simple"} | {"spd_lbl_3": {"x": 140.85555555555555, "y": 11.76}, "eff_\u00d8900 mm": {"x": 586.44, "y": 48.71}, "pow_500 RPM": {"x": 367.02, "y": 9.72}, "eff_\u00d8500 mm": {"x": 325.8, "y": 46.21}, "eff_\u00d8600 mm": {"x": 409.76, "y": 60.71}, "spd_lbl_2": {"x": 160.62, "y": 14.87}, "500 RPM": {"x": 374.08, "y": 4.8}, "eff_spd_2": {"x": 150.85, "y": 47.85}, "eff_600 RPM": {"x": 389.3, "y": 47.06}, "eff_spd_3": {"x": 132.33, "y": 48.68}, "eff_500 RPM": {"x": 328.14, "y": 44.11}, "pow_700 RPM": {"x": 514.08, "y": 25.29}, "spd_lbl_0": {"x": 206.54, "y": 23.87}, "pow_800 RPM": {"x": 581.36, "y": 39.46}, "spd_lbl_1": {"x": 170.17, "y": 19.87}, "eff_spd_8": {"x": 436.58, "y": 54.62}, "spd_lbl_8": {"x": 345.08, "y": 6.54}, "eff_spd_6": {"x": 509.99, "y": 48.32}, "eff_spd_1": {"x": 167.62, "y": 48.4}, "spd_lbl_5": {"x": 105.23888888888891, "y": 4.6}, "spd_lbl_4": {"x": 124.4, "y": 7.84}, "pow_70_6": {"x": 545.36, "y": 25.1}, "eff_spd_0": {"x": 188.23, "y": 48.26}, "eff_spd_4": {"x": 111.36, "y": 48.82}, "pow_spd_1": {"x": 166.86, "y": 60.1}, "pow_spd_2": {"x": 156.24, "y": 43.02}, "pow_spd_3": {"x": 140.31, "y": 31.3}, "pow_spd_0": {"x": 195.68, "y": 81.25}, "pow_spd_4": {"x": 122.62, "y": 19.58}, "pow_spd_5": {"x": 99.62, "y": 7.37}, "eta_50_left": {"x": 296.95, "y": 35.53}, "eta_40_left": {"x": 210.44, "y": 37.95}, "eff_spd_5": {"x": 314.1, "y": 48.82}, "dia_lbl_1": {"x": 164.82222222222225, "y": 16.54}, "dia_lbl_2": {"x": 109.06666666666668, "y": 5.49}, "eta_45_left": {"x": 257.4, "y": 37.28}, "eta_50_6": {"x": 298.8, "y": 36.31}, "eta_52_7": {"x": 194.52222222222224, "y": 26.78}, "eta_30_left": {"x": 146.28, "y": 38.36}, "dia_lbl_3": {"x": 446.87, "y": 2.58}, "eta_20_left": {"x": 94.96, "y": 38.49}, "dia_lbl_0": {"x": 197.66666666666669, "y": 22.7}, "eff_dia_3": {"x": 102.34, "y": 52.17}, "eff_dia_2": {"x": 94.24722222222223, "y": 47.17}, "eff_dia_1": {"x": 125.40555555555557, "y": 43.83}, "eff_dia_0": {"x": 188.07222222222222, "y": 43.28}, "pow_dia_1": {"x": 133.45555555555558, "y": 23.58}, "pow_dia_0": {"x": 148.86111111111111, "y": 76.31}, "pow_dia_2": {"x": 105.10000000000001, "y": 11.38}, "pow_50_4": {"x": 413.93, "y": 25.2}, "pow_80_7": {"x": 638.03, "y": 22.85}, "pow_dia_3": {"x": 282.65, "y": 5.52}, "eta_40_right": {"x": 312.9, "y": 5.22}, "eta_52_left": {"x": 329.47, "y": 35.1}, "eta_52_right": {"x": 649.58, "y": 26.87}, "pow_20_1": {"x": 297.72, "y": 13.79}, "pow_40_3": {"x": 365.54, "y": 22.27}, "eta_45_right": {"x": 502.49, "y": 14.03}, "pow_30_2": {"x": 332.64, "y": 17.52}, "eta_50_right": {"x": 625.39, "y": 27.7}, "pow_10_0": {"x": 227.56, "y": 9.69}, "pow_600 RPM": {"x": 436.32, "y": 18.02}, "pow_900 RPM": {"x": 646.27, "y": 60.35}, "pow_1000 RPM": {"x": 711.79, "y": 89.74}, "undefined RPM": {"x": 174.89, "y": 20.17}, "1000 RPM": {"x": 710.24, "y": 23.52}, "600 RPM": {"x": 433.01, "y": 7.75}, "700 RPM": {"x": 490.54, "y": 10.85}, "800 RPM": {"x": 557.32, "y": 14.93}, "900 RPM": {"x": 625.39, "y": 19.18}, "eff_900 RPM": {"x": 588.71, "y": 44}, "eff_1000 RPM": {"x": 668.52, "y": 47}, "eff_700 RPM": {"x": 456.95, "y": 45.94}, "eff_800 RPM": {"x": 514.04, "y": 43.5}, "eff_500 RPM (50%)": {"x": 93.63, "y": 48.61}, "eff_600 RPM (60%)": {"x": 110.82, "y": 48.89}, "eff_700 RPM (70%)": {"x": 127.85, "y": 48.47}, "eff_800 RPM (80%)": {"x": 147.08, "y": 47.78}, "eff_900 RPM (90%)": {"x": 165.85, "y": 48.33}, "eff_1000 RPM (100%)": {"x": 182.36, "y": 48.75}, "pow_500 RPM (50%)": {"x": 100.59, "y": 14.11}, "pow_60_5": {"x": 444.85, "y": 27.87}, "\u00d8240 mm (50%)": {"x": 387.18, "y": 5.25}, "\u00d8180 mm (38%)": {"x": 302.47, "y": 2.45}, "\u00d8320 mm (67%)": {"x": 489.06, "y": 10.12}, "\u00d8480 mm (100%)": {"x": 695.66, "y": 24.13}, "eff_\u00d8180 mm (38%)": {"x": 64.12, "y": 48.11}, "eff_\u00d8240 mm (50%)": {"x": 324.14, "y": 42.56}, "eff_\u00d8320 mm (67%)": {"x": 440.1, "y": 43.67}, "eff_\u00d8480 mm (100%)": {"x": 653.11, "y": 42.78}, "pow_\u00d8480 mm (100%)": {"x": 720.14, "y": 85.35}, "pow_\u00d8320 mm (67%)": {"x": 470.05, "y": 22.85}, "pow_\u00d8180 mm (38%)": {"x": 311.54, "y": 3.91}, "pow_\u00d8240 mm (50%)": {"x": 387.18, "y": 11.57}} | 150SP | 1000.0;rpm | #58a6ff | fit | ls,m,m,kw | 0,37.3,0,0,;22,37.2,20,0,40.14;35.2,36.86,30,0,42.43;54,36,40,0,47.68;65,35.35,45,0,50.09;82,34.15,50,0,54.94;90.5,33.45,52,0,57.11;135.5,29.2,55,0,70.57;181,24.4,51.89,0,83.49 | 37.302156,0.00294195,-5.55862e-05,3.1747e-08,0,0,2.213968,0.23673272,-0.0002502779,0,0,0,0.0,0.0,0.0,0,0,0,36.0275,0.043395,8.859e-05,-6.66e-08,0,0,651.60,472.57 | ls | m | m | kw | m3h |  |  |  | 5 |  |  | mm | mm | 0 | mm | 0 | bar | 0 | degC |  |  | 0 | 1 | 0 | 0 | 0 | 0 | 0 | 1 | 0 | 0 | 0 | 30 | 60 | Open | API 610 | 3 |  | Metal | [25 empty] | #ff57b9;2,solid | #3fb950;1.5,dot | #f85149;1.5,longdash | #39d3c0;1.5,dashdot | graph | NULL | NULL | NULL | NULL | NULL | NULL | NULL | NULL | NULL | NULL | NULL | NULL | NULL | NULL | NULL | NULL | NULL | NULL | NULL | NULL | 3 | 3 | 2 | 2 | 3 | 46234.7836 | 46268.7144
bar
|  |  | SPSA | 2 AF-M | SPSA | 1800 | 228 |  |  |  | 30.15 | [30 empty] | SLURRY |  |  |  | 20;30;40;45;47; | [24 empty] | 2 AF-M |  |  |  |  | 30.15,0,0,,;29.95,2.6,20,,;29.5,4.5,30,,;28.35,7.25,40,,;27,9.6,45,,;25,12,47,,;22.8,14.2,45,,
|  | SPSA | SPSA | 3 AF-M | [66 empty] | 3 AF-M |  |  |  |  | 29.5,0,0,,;28.9,6.3,20,,;28.5,10.35,30,,;27.9,15,40,,;26.8,22.2,50,,;25.5,28.6,55,,;23.8,35.1,57,,;22.5,40,55,,
|  | SPSA | SPSA | 4 AF-M | [66 empty] | 4 AF-M |  |  |  |  | 29.5,0,0,,;28.8,7,20,,;28.6,12.2,30,,;28.2,19.1,40,,;27.45,27.8,50,,;26.45,36,55,,;23.7,52,58,,;21.3,62,55,,
|  | SPSA | SPSA | 6 AF-M | [66 empty] | 6 AF-M |  |  |  |  | 25.18,0,0,,;25.27,20,20,,;25.1,33,30,,;24.6,47.7,40,,;24.15,58.3,45,,;23.3,72.7,50,,;21.76,93.3,55,,;20,109,56,,;18.25,124,55,,
|  | SPSA | SPSA | 20/18-HDM450G-RUBBER | [66 empty] | 20/18-HDM450G-RUBBER;20/18-HDM450G-RUBBER;20/18-HDM450G-RUBBER |  |  |  |  | 14.9,0,0,0.9,;14.9,115.3,40,0.9,;14.8,167.4,50,0.9,;14.7,252.9,60,1.1,;14.3,334.7,70,1.2,;13.9,416.5,75,1.4,;13,576.4,80,1.9,;11.9,728.9,82,2.6,;10.6,911.2,80,3.4,¦28,0,0,0,;28.1,171.1,40,0,;28,245.5,50,0,;27.7,342.1,60,0,;27,461.2,70,0,;26.2,569,75,0,;24.6,773.6,80,0,;22.3,1012,82,0,;19.8,1253,80,0,¦45.4,0,0,2.6,;45.4,219.4,40,2.6,;45.2,316.1,50,2.7,;44.7,431.4,60,3,;43.7,587.6,70,3.5,;42.6,721.5,75,4.1,;39.8,974.4,80,5.5,;35.9,1298,82,7.7,;32.1,1603,80,10.1,
|  | SPSA | SPSA | 10 AHF-M | [66 empty] | 10 AHF-M |  |  |  |  | 73,0,0,2.5,;73.13,130,40,2.5,;73.1,180,50,3,;72.6,251,60,4,;71.25,362,70,5,;68.5,459,75,6,;62,620,78,8,;54.2,750,75,11,
|  | SPSA | SPSA | 2 AHF-M | [66 empty] | 2 AHF-M |  |  |  |  | 57,0,0,1.6,;56.95,6.1,20,1.6,;56.5,10,30,2.15,;56.1,12.4,35,2.5,;55.6,15,40,2.85,;54.9,18,45,3.34,;54,21.5,50,4,;52.5,27,55,6.6,;50.8,33.25,57,,;48.5,39.8,55,,
|  | SPSA | SPSA | 3 AHF-M | [66 empty] | 3 AHF-M |  |  |  |  | 52.8,0,0,1.1,;53.3,10,20,1.1,;53.5,16.3,30,1.9,;53.5,24.4,40,2.55,;53.3,29,45,2.9,;53,34,50,3.4,;52.5,40.8,55,4,;51.3,50.2,60,4.9,;49,62.3,62,,;46.8,73.1,60,,;44.4,85,55,,
|  | SPSA | SPSA | 4 AHF-M | [66 empty] | 4 AHF-M |  |  |  |  | 68.8,0,0,1.8,;66.8,15.5,20,1.8,;66.05,24.4,30,2.07,;65.5,37.6,40,2.3,;64.8,50,50,2.7,;64,73.5,60,3.6,;63.2,91,64,4.7,;60.8,114.3,66,5.9,;56.9,136.2,64,,
|  | SPSA | SPSA | 6 AHF-M | [66 empty] | 6 AHF-M |  |  |  |  | 60.8,0,0,2.8,;62.05,60,30,2.8,;62.15,90,40,3,;62.15,137.5,50,3.49,;62,171,55,3.85,;61.3,215,60,4.8,;59.9,270.5,62,6,;56,317,63.5,8,;49.2,360,62,,;44.8,376,60,,
|  | SPSA | SPSA | 8 AHF-M | [66 empty] | 8 AHF-M |  |  |  |  | 62.2,0,0,2.5,;62.2,100,40,2.5,;62,140,50,3,;61.3,198,60,4,;60.6,245,65,5,;58.3,335,70,6,;55,415,71.5,8,;49.3,520,70,11,;42.7,620,65,0,
|  | SPSA | SPSA | AL20MG-460 | [66 empty] | AL20MG-460;AL20MG-460;AL20MG-460 |  |  |  |  | 14.1,0,0,1.2,;14.1,30.4,50,1.1,;13.3,43.4,60,1.1,;12.9,52.7,65,1.1,;12.5,63.8,69,1.2,;11.6,76.9,71,1.3,;11.6,93.6,71.5,1.6,;10,108.5,71,1.8,;8.7,124.6,68,2.2,¦71.8,0,0,6,;70.6,68.8,50,5.9,;68.9,94.8,60,6,;67.2,114.7,65,5.7,;64.8,137.6,69,5.5,;62.3,157.4,73,5.7,;57.7,191.5,71.1,6.7,;53.1,222.5,71,8.2,;49,249.8,69,9.8,;46.5,260.3,68,10.5,¦102.1,0,0,8.7,;99.2,81.8,50,8.5,;96.3,113.4,60,8.3,;93.8,135.7,65,7.9,;90.9,161.8,69,7.8,;88,182.9,71,8,;84.7,201.4,72,8.5,;81.4,221.3,72.4,9.1,;78,244.2,72,10.1,;74.3,264,71,11.2,;69.7,290.1,69,13.2,;67.7,300,68,13.9,
|  | SPSA | SPSA | 150 C5-M | [66 empty] | 150 C5-M |  |  |  |  | 118,0,0,2.5,;124,40,50,2.5,;124.5,59.8,60,2.5,;122.7,80,64,2.6,;120.5,92,66,2.8,;109.4,129.5,70,5.67,;89,169.5,66,10,;82.5,180,0,10,
|  | SPSA | SPSA | CP150i 285 | [66 empty] | CP150i |  |  |  |  | 59.9,0,0,1.5,;57.4,26.3,30,1.5,;53.9,54.9,53,1.6,;50.8,78.8,65,2.3,;45.6,105.5,74,3.2,;40.3,127.7,75,4.5,;32.9,153.1,74,6.1,;27.8,165.3,68.93,6.8,
|  | SPSA | SPSA | HH130i | [66 empty] | HH130i;HH130i |  |  |  |  | 120.2,0,0,0,;116.5,20.2,38.45,0,;112.3,39.3,57.69,0,;106.7,52.8,58,0,;101,61.9,59,0,;93.7,71.3,54.58,0,;86.3,79.6,48,0,¦148.4,0,0,1.5,;144,22,41.41,1.7,;141.7,34.2,52.79,1.7,;132.6,57.1,59.45,2.5,;123.6,71.1,60,3,;115.4,79.4,56,3.7,;106.4,87.9,52,6.5,
|  | SPSA | SPSA | HL160M | [66 empty] | HL160M |  |  |  |  | 188.4,0,0,2.2,;186.3,100.6,33,2.2,;184.2,187.4,50,2.3,;176.8,251.6,58,2.4,;168.4,303,61,2.8,;161.1,335.1,62,3.1,;153.7,368.3,61,3.5,;142.1,404.7,59,4,;131.6,440,56,4.5,;120,464.7,52,4.9,;108.4,486.1,47.8,5.4,
|  | SPSA | SPSA | HL225M | [66 empty] | HL225M |  |  |  |  | 114.3,0,0,2.4,;112.3,136.7,25,2.3,;107.5,279.1,45,2.4,;101.4,440.5,60,2.5,;95.3,600,68,3.9,;92.6,674.1,70,4.6,;89.8,732.9,71,5.2,;87.1,770.9,70,5.7,;83.7,801.3,68,6,;78.3,831.6,65,6.7,
|  | SPSA | SPSA | HL250M | [66 empty] | HL250M |  |  |  |  | 123.4,0,0,2,;121.2,159.7,28,2,;118.2,358.6,50,2,;112.9,540.7,65,2.2,;103.1,700.4,72,2.8,;92.6,843.3,75,3.5,;81.3,958.2,72,4.2,;71.5,1056,68,5,;61.7,1126,62,5.5,;50.4,1182,52,6,;38.4,1224,40.99,6.4,
|  | SPSA | SPSA | PAC H108 | [66 empty] | PAC H108 |  |  |  |  | 109.4,0,0,2.8,;96,381.9,60,2.9,;90.8,526.6,70,2.6,;82.5,707.5,75,3.2,;73.8,908.5,79,4.5,;62.5,1166,82,5.9,;52.1,1403,79,7.9,;44.8,1556,74.8,9.1,
|  | SPSA | SPSA | PAC H108 BACK | [66 empty] | PAC H108 BACK;PAC H108 BACK;PAC H108 BACK;PAC H108 BACK |  |  |  |  | 48.8,0,0,0,;43.1,233.2,60,0,;41,321.6,70,0,;38.3,426.1,75,0,;34.2,554.8,79,0,;27.9,771.9,82,0,;22.1,964.8,79,79,;17.9,1085,75,0,;10.4,1266,59,0,¦66.2,0,0,0,;58.1,297.5,60,0,;55.4,385.9,70,0,;51,514.6,75,0,;45.4,671.4,79,0,;38.1,900.5,82,0,;30.2,1118,79,0,;26.5,1226,75,0,;17.3,1423,57,0,¦86,0,0,2.6,;75.8,353.8,60,2.7,;71.9,462.3,70,2.1,;65.4,619.1,75,2.5,;58.5,783.9,79,3.5,;48.5,1045,82,4.9,;40.4,1262,79,6.5,;35,1391,75,7.6,;27.5,1552,71,8.9,¦109.4,0,0,2.8,;96,381.9,60,2.9,;90.8,526.6,70,2.6,;82.5,707.5,75,3.2,;73.8,908.5,79,4.5,;62.5,1166,82,5.9,;52.1,1403,79,7.9,;44.8,1556,74.8,9.1,
|  | SPSA | SPSA | PAC H64 FSC03 | [66 empty] | PAC H64 FSC03;PAC H64 FSC03 |  |  |  |  | 112.9,0,0,3.3,;104.2,173.9,50,3.4,;100.8,267.8,60,3.4,;97.7,333.9,65,3.7,;86.2,490.4,68,5.1,;79.3,579.1,66,6.9,¦153.4,0,0,2.4,;147.5,107.8,35,2.3,;141,194.8,50,2.2,;137.8,300.9,60,2.6,;131.9,391.3,65,3.2,;119.1,532.2,69,4.7,;115,582.6,66,5.9,
|  | SPSA | SPSA | PAS 150HF 300 | [66 empty] | PAS 150HF 300 |  |  |  |  | 50.1,0,0,4,;44.6,169.2,40,4.2,;43,215.2,50,4.5,;40.3,295.2,63,5.1,;35.8,391,70,6,;29.7,465.7,65,7.1,;22.6,516.9,55,8.1,
|  | SPSA | SPSA | PAS 150MF 250 | [66 empty] | PAS 150MF 250;PAS 150MF 250;PAS 150MF 250;PAS 150MF 250 |  |  |  |  | 18.3,0,0,0,;14.3,117,60,0,;13.1,160.2,70,0,;10.9,234,77,0,;8.3,307.8,70,0,;4.5,391.4,43.59,0,¦24,0,0,0,;18.5,136.5,60,0,;17.1,178.3,70,0,;14.3,263.2,77,0,;10.9,344,70,0,;6.4,427.6,46.57,0,¦30.4,0,0,0.5,;23.4,149,60,1.3,;21.6,197.8,70,1.9,;18.1,296.7,77,3.3,;13.3,398.3,70,5.1,;7.9,480.5,46.98,6.7,¦37.4,0,0,0.6,;32.2,82.2,37.93,0.5,;28.8,161.6,60,1.5,;26.9,220.1,70,2.1,;22.4,335.7,77,3.9,;14.9,465.2,70,6.4,;7.7,536.2,40.15,8.3,
|  | SPSA | SPSA | XH150i 560 | [66 empty] | XH150 |  |  |  |  | 184,0,0,2.3,;179.9,27.2,29.98,2.5,;175,54.4,46.67,2.3,;167.9,83.1,60.8,3.1,;161.2,107.1,70,4.2,;154.5,125.6,73,5.4,;148.9,137.2,72.83,6.2,;140.3,149.9,68,7.9,
|  | SPSA | SPSA | 6/4-GR100D-M | [66 empty] | 6/4 G-M;6/4 G-M;6/4 G-M;6/4 G-M;6/4 G-M |  |  |  |  | 10.2,0,0,0,;9.6,8,30,1.1,;9.2,15.3,45,1.1,;8.8,20.4,50,1.3,;8.5,33.6,58,1.4,;7.6,44,59,1.7,;6.9,54.2,58,2,;5.9,60.4,55,2.3,;3.9,68.2,49.8,2.6,¦17.5,0,0,0,;16.8,12,30,0.8,;16.5,17.1,40,1.2,;16.2,26,50,1.5,;16.1,33.6,55,1.5,;15.2,41.4,58,1.7,;14.5,52.6,58.75,2.4,;12.9,64.5,58,3.2,;11.6,71.5,55,3.5,;10.1,76.5,49.8,4.1,¦27.5,0,0,0.2,;25.7,15.5,30,0.85,;25.6,28,45,1.4,;24.6,42.3,55,1.9,;24.1,53,58,2.4,;23.1,63.9,58.5,3.1,;21.3,74.4,58,3.7,;19.8,81.9,55,4.3,;18.8,86,49.8,4.9,¦39.5,0,0,0.4,;37,18,30,1.15,;36.2,35,45,1.8,;35.5,57,55,2.8,;33.5,74,57.85,3.5,;30.9,85.6,55,4.6,;28.7,92.6,49.8,5.3,¦54.5,0,0,0.4,;51,20,30,1.3,;49.9,44,45,2.1,;49,62,50,3.22,;45.8,81.6,54,4.4,;40,98.1,49.8,5.8,
|  | SPSA | SPSA | 10/8-GR200F-M | [66 empty] | 10/8 G-M;10/8 G-M;10/8 G-M;10/8 G-M;10/8 G-M;10/8 G-M |  |  |  |  | 13.7,0,0,0,;12.4,75,35,0.5,;11.9,102,45,1.9,;10.6,135.4,50,2.5,;9.3,177,44,3.75,¦19.5,0,0,0.6,;17.8,69.7,35,1.7,;17.7,89.4,45,2.1,;16.4,133.8,55,2.5,;15.7,155.6,60,3.5,;14.2,189.4,60,4.4,;12,219.7,54.9,5.6,¦26.7,0,0,0.7,;25,60,34,1.1,;23.8,125,55,2,;21.4,190,61.5,4.2,;18.6,230,60,4.8,;15.7,265,54.7,7.5,¦35,0,0,0.6,;32.2,62,36,1.1,;31.5,130,55,2.1,;30.6,165.5,60,3.3,;28.4,219.7,63,5.6,;24.6,267.6,60,7.6,;23,283.1,58,8.5,¦44.5,0,0,0.6,;41,65,35,1.1,;39.5,140.1,55,2.5,;38.3,182.4,60,3.9,;35,245.8,65,6.7,;28.1,311.3,59,10.1,¦54,0,0,0.7,;51.1,75,35,1.2,;49.1,155,54,3.1,;47.5,205,60,4.6,;43.9,263.4,65,7.8,;41.8,284.5,65,8.6,;35.7,335.2,58,11.8,
|  | SPSA | SPSA | 12/10-GR250F-M | [66 empty] | 12/10 G-M |  |  |  |  | 83,0,0,2.6,;80.7,122,36.5,2.6,;79.7,173,50,3.2,;77.7,260,60,3.7,;73,428,70,5.6,;67,618,73,8.4,;60.2,809,69.8,11.9,
|  | SPSA | SPSA | 6/6-GR100E-M | [66 empty] | 6/6 G-M;6/6 G-M;6/6 G-M;6/6 G-M |  |  |  |  | 18.5,0,0,1.6,;15.8,32,42,1.6,;14.8,50,55,2.9,;14.1,70,60,3.4,;9.8,113,44,5.28,;7.4,130,40,6.1,¦29.5,0,0,0.5,;26.5,18,30,1.2,;25,42,50,2.3,;24.4,64.2,60,3.5,;22.3,94.5,63,4.8,;18.5,123.2,60,6.2,;15.4,142.7,50,7.3,;11.5,161.2,40,8.5,¦41.5,0,0,0.6,;38,24,30,1.1,;34,74,60,3.76,;31.9,114,64.8,5.31,;27.1,146.3,60,7.8,;21.5,174,50,9.9,;16.5,194,40,11,¦55.5,0,0,0.7,;49,48,36,2.7,;46.9,94,58,4.57,;42.8,137,66.4,6,;36,171,61,9.65,;23,226,40,14.2,
|  | SPSA | SPSA | 8/6-GR150E-M | [66 empty] | 8/6-GR150E-M;8/6-GR150E-M;8/6-GR150E-M;8/6-GR150E-M |  |  |  |  | 18.4,0,0,3.3,;17.1,16.4,30,3.5,;16.1,29.7,40,3.3,;15.5,39.4,50,3.7,;13.9,69.7,60,3.7,;13.3,82.5,60.2,4.4,;12.2,92.7,60,4.4,;10.1,111.7,50,5.3,;7.4,129.1,40,6.3,¦29.6,0,0,0,;26.6,18.4,30,0,;25.5,31.2,40,0,;25,42,50,0,;24.1,63.5,60,0,;22.2,93.2,60.3,0,;18.4,122.4,60,0,;15.1,142.4,50,0,;11.3,160.9,40,0,¦41.8,0,0,0,;38,23.1,30,0,;36.8,35.9,40,0,;35.9,48.2,50,0,;34.6,74.3,60,3.7,;31.6,113.2,64.96,5.3,;26.8,146.5,60,0,;21.3,174.2,50,0,;16.6,195.7,40,0,¦55.8,0,0,3.7,;50.7,32.8,30,3,;49.3,46.1,40,2.6,;48.4,60.5,50,3.2,;46.4,92.2,60,4.4,;43.3,127,65,6.1,;42.1,135.2,65.2,6.5,;41.1,143.4,65,7.2,;36.3,170.1,60,8.9,;28.6,203.9,50,11.9,;23.2,225.9,39.89,14.2,
|  | SPSA | SPSA | 1.5/1-HD25B-METAL | [66 empty] | 1.5/1 AH-M |  |  |  |  | 93,0,0,3,;90.9,2.8,30,3,;89.8,4.01,40,3.5,;88.5,5.2,45,3.8,;86.4,6.35,50,4,;74.8,10.8,56,8,;57.4,14.4,50,0,;49.7,15.6,45,0,
|  | SPSA | SPSA | 1.5/1-HD25B-RUBBER | [66 empty] | 1.5/1 AH-R |  |  |  |  | 49.2,0,0,2.6,;49,1.7,20,2.6,;48,3,30,3.3,;46.1,4.35,40,4,;44.4,5.3,45,4.8,;42.6,6.2,48,6,;38.9,7.8,50,8,;35,9.1,48,0,;32.4,9.8,45,0,
|  | SPSA | SPSA | 10/8-HD200G-METAL | [66 empty] | 10/8-HD200G-METAL;10/8-HD200G-METAL;10/8-HD200G-METAL;10/8-HD200G-METAL |  |  |  |  | 14.5,0,0,0.7,;14.3,25.9,30,0.7,;13.7,85,65,0.9,;13.2,115.8,70,1,;11.9,163.9,73.58,2.5,;10.2,203.3,70,4.5,;8.9,229.2,65,5.5,¦33,0,0,1.3,;31.9,64.1,45,3.9,;30.8,119.5,65,4.6,;29.1,183.6,75,6.6,;27.3,230.4,77.2,8.6,;24.3,277,75,10,;21.9,313,70,11.2,;19.7,342.5,65,12.7,¦57.9,0,0,4.8,;56,112.1,50,4.2,;55.1,147.8,60,5.5,;53.8,197.1,70,6.6,;51.2,255,77,9.2,;48.4,303.1,77.85,11,;42.5,374.5,75,13.4,;38.6,406.6,70,14.3,;33.8,442.3,65,15.8,¦90.7,0,0,0.4,;87.6,134.3,50,4.6,;85.7,200.8,65,7.5,;82,284.6,75,10.5,;75.7,375.8,78.8,13.6,;72,416.4,77,14.9,;60.7,506.4,70,17.5,;53.1,550.7,65,19.3,
|  | SPSA | SPSA | 10/8-HD200G-RUBBER | [66 empty] | 10/8-HD200G-RUBBER |  |  |  |  | 51.3,0,0,0.8,;50,49.7,35.5,0.9,;51.3,74.5,49,1.1,;50.6,111.8,60,1.3,;49.3,162.5,70,2.2,;46.7,230.8,75,3.6,;43.2,297.1,75.7,5.3,;39,362.3,75,7.2,;33.3,438.9,70,9.6,
|  | SPSA | SPSA | 10/8-HDM200F-METAL | [66 empty] | 10/8 AH-M;10/8 AH-M;10/8 AH-M;10/8 AH-M |  |  |  |  | 14.5,0,0,0.7,;14.3,25.9,30,0.7,;13.7,85,65,0.9,;13.2,115.8,70,1,;11.9,163.9,73.58,2.5,;10.2,203.3,70,4.5,;8.9,229.2,65,5.5,¦33,0,0,1.3,;31.9,64.1,45,3.9,;30.8,119.5,65,4.6,;29.1,183.6,75,6.6,;27.3,230.4,77.2,8.6,;24.3,277,75,10,;21.9,313,70,11.2,;19.7,342.5,65,12.7,¦57.9,0,0,4.8,;56,112.1,50,4.2,;55.1,147.8,60,5.5,;53.8,197.1,70,6.6,;51.2,255,77,9.2,;48.4,303.1,77.85,11,;42.5,374.5,75,13.4,;38.6,406.6,70,14.3,;33.8,442.3,65,15.8,¦90.7,0,0,0.4,;87.6,134.3,50,4.6,;85.7,200.8,65,7.5,;82,284.6,75,10.5,;75.7,375.8,78.8,13.6,;72,416.4,77,14.9,;60.7,506.4,70,17.5,;53.1,550.7,65,19.3,
|  | SPSA | SPSA | 10/8-HDM200F-RUBBER | [66 empty] | 10/8 AH-R |  |  |  |  | 51.3,0,0,2,;51.4,50,35.5,2,;51.3,77,50,2,;50.9,113,60,2.8,;49.7,162,70,4.4,;46.9,230,75,7,;43.1,298,75.7,10.4,;39,360,75,14.2,;33.5,439.7,70,19.4,
|  | SPSA | SPSA | 10/8-HDP200FF-METAL | [66 empty] | 10/8-HDP200FF-METAL;10/8-HDP200FF-METAL;10/8-HDP200FF-METAL;10/8-HDP200FF-METAL |  |  |  |  | 14.5,0,0,0.7,;14.3,25.9,30,0.7,;13.7,85,65,0.9,;13.2,115.8,70,1,;11.9,163.9,73.58,2.6,;10.2,203.3,70,4.5,;8.9,229.2,65,5.5,¦33,0,0,1.3,;31.9,64.1,45,3.9,;30.8,119.5,65,4.6,;29.1,183.6,75,6.6,;27.3,230.4,77.2,8.6,;24.3,277,75,10,;21.9,313,70,11.2,;19.7,342.5,65,12.7,¦57.9,0,0,4.8,;56,112.1,50,4.2,;55.1,147.8,60,5.5,;53.8,197.1,70,6.6,;51.2,255,77,9.2,;48.4,303.1,77.85,11,;42.5,374.5,75,13.4,;38.6,406.6,70,14.3,;33.8,442.3,65,15.8,¦90.7,0,0,0.4,;87.6,134.3,50,4.6,;85.7,200.8,65,7.5,;82,284.6,75,10.5,;75.7,375.8,78.8,13.6,;72,416.4,77,14.9,;60.7,506.4,70,17.5,;53.1,550.7,65,19.3,
|  | SPSA | SPSA | 11/4-HDF100D-METAL | [66 empty] | 4 AHF;4 AHF;4 AHF |  |  |  |  | 7,0,0,0.9,;7,14,45,0.9,;7,19.8,55,0.9,;6.7,24.8,60,0.9,;6.4,32.7,64,0.9,;6.1,39.2,66,0.9,;6,44.2,68.1,1,;5.7,46,66,1.1,;5,55.7,64,1.2,¦39.9,0,0,0.9,;39.8,31.3,45,2,;39.4,44.6,55,2.5,;39,53.9,60,2.8,;38.3,65.4,64,3.2,;37.1,74.7,66,3.4,;36.6,82.6,67,3.6,;34.9,95.9,68.1,4.1,;33.1,109.6,67,4.5,;31.7,119.3,66,4.7,;29.7,130.8,64,5.1,¦70.2,0,0,2.5,;70.5,41.3,45,3.5,;69.8,58.6,55,4.3,;69,70.8,60,4.6,;67.7,85.1,64,5.2,;66.5,96.3,66,5.5,;65.5,104.2,67,5.9,;62,125.7,68.1,6.5,;57.5,152.3,67,7,;55.6,161.3,66,7.4,;52.8,174.3,63,8,
|  | SPSA | SPSA | 12/10-HD250G-METAL | [66 empty] | 12/10-HD250G-METAL |  |  |  |  | 84.3,0,0,3.1,;84.7,104,40,3.1,;82.9,218,60,4.4,;80.3,303,70,5.2,;78,362,75,6.3,;74.5,430,78,7.6,;67,556,80,11,;60,650,78,14,
|  | SPSA | SPSA | 12/10-HD250G-RUBBER | [66 empty] | 12/10 AH-R |  |  |  |  | 44.9,0,0,2,;44.6,80,40,2,;43.9,155,60,3,;42.7,225,70,4,;41.7,272,75,5,;39.3,354,80,6,;36.6,425,81,7,;34,488,80,8,
|  | SPSA | SPSA | 12/10-HDM250F-METAL | [66 empty] | 12/10 AH-M |  |  |  |  | 84.3,0,0,3.1,;84.7,104,40,3.1,;82.9,218,60,4.4,;80.3,303,70,5.2,;78,362,75,6.3,;74.5,430,78,7.6,;67,556,80,11,;60,650,78,14,
|  | SPSA | SPSA | 12/10-HDM250F-RUBBER | [66 empty] | 12/10 AH-R |  |  |  |  | 44.9,0,0,2,;44.6,80,40,2,;43.9,155,60,3,;42.7,225,70,4,;41.7,272,75,5,;39.3,354,80,6,;36.6,425,81,7,;34,488,80,8,
|  | SPSA | SPSA | 12/10-HDP250FF-METAL | [66 empty] | 12/10-HDP250FF-METAL |  |  |  |  | 84.3,0,0,3.1,;84.7,104,40,3.1,;82.9,218,60,4.4,;80.3,303,70,5.2,;78,362,75,6.3,;74.5,430,78,7.6,;67,556,80,11,;60,650,78,14,
|  | SPSA | SPSA | 14/12-HD300GART-METAL | [66 empty] | 14/12-HD300GART-METAL |  |  |  |  | 87.7,0,0,2,;86.6,296.8,60,2.2,;85.6,387.4,68,3,;84.7,450.5,72,3.5,;83.2,543.2,76,5.5,;81.4,631.6,78,6.7,;79.5,709.5,79,8,;76.9,816.8,79.4,10,;73.3,938.9,79,12.3,;69.8,1055,78,13.5,;68,1105,77,13,
|  | SPSA | SPSA | 14/12-HD300G-METAL | [66 empty] | 14/12-HD300G-METAL |  |  |  |  | 88,0,0,2.5,;88.2,163,40,2.5,;88,225,50,3,;87.2,310,60,4.7,;84.8,460,70,7.3,;80.4,635,75,11,;74.1,810,77,15,;67.1,980,75,19.5,;59.4,1140,70,24.5,
|  | SPSA | SPSA | 14/12-HD300G-RUBBER | [66 empty] | 14/12-HD300G-RUBBER |  |  |  |  | 47,0,0,1.7,;46.6,125,40,1.7,;46.2,175,50,1.9,;45.7,226,60,2.3,;44.3,350,70,3.6,;42.7,450,75,4.6,;40.6,565,78,6,;38.8,646,79,7.3,;37.2,705.5,78,8.2,;34.5,800,75,10,;31.8,888.5,70,11.6,
|  | SPSA | SPSA | 14/12-HDM300F-METAL | [66 empty] | 14/12-HD300G-METAL |  |  |  |  | 88,0,0,2.5,;88.2,163,40,2.5,;88,225,50,3,;87.2,310,60,4.7,;84.8,460,70,7.3,;80.4,635,75,11,;74.1,810,77,15,;67.1,980,75,19.5,;59.4,1140,70,24.5,
|  | SPSA | SPSA | 14/12-HDM300F-RUBBER | [66 empty] | 14/12 AH-R |  |  |  |  | 47,0,0,1.7,;46.6,125,40,1.7,;46.2,175,50,1.9,;45.7,226,60,2.3,;44.3,350,70,3.6,;42.7,450,75,4.6,;40.6,565,78,6,;38.8,646,79,7.3,;37.2,705.5,78,8.2,;34.5,800,75,10,;31.8,888.5,70,11.6,
|  | SPSA | SPSA | 14/12-HDP300GP-METAL | [66 empty] | 14/12-HDP300GP-METAL |  |  |  |  | 88,0,0,2.5,;88.2,163,40,2.5,;88,225,50,3,;87.2,310,60,4.7,;84.8,460,70,7.3,;80.4,635,75,11,;74.1,810,77,15,;67.1,980,75,19.5,;59.4,1140,70,24.5,
|  | SPSA | SPSA | 15/6-HDF150E-METAL | [66 empty] | 6 AHF;6 AHF;6 AHF |  |  |  |  | 11,0,0,1.1,;10.3,37.7,40,1.3,;10.2,53.5,50,1.4,;10.2,63.3,55,1.5,;10,80.3,60,1.6,;9.9,100.4,65,2.2,;9.6,112,67,2.3,;9.3,120.5,67.6,2.4,;9,130.8,67,2.6,;8.4,142.4,65,2.8,;7.4,157.6,60,3,;6.7,165.5,58,3.3,¦26.5,0,0,1.1,;25.1,59,40,1.46,;24.8,82.8,50,1.8,;24.6,98.6,55,2.2,;24.3,118.7,60,2.4,;23.8,147.9,65,2.8,;23.2,169.8,67,3.3,;22.3,189.9,67.6,3.5,;21.5,205.7,67,3.8,;20,226.4,65,4,;17.7,250.7,60,4.7,;16.3,261.7,58,5,¦39.1,0,0,1.1,;36.9,71.8,40,1.6,;36.5,100.4,50,2.1,;36.2,120.5,55,2.4,;35.9,143.6,60,3.8,;35.1,178.9,65,3.3,;34.2,204.5,67,3.7,;33,227.6,67.6,4,;31.4,251.3,67,4.5,;29.4,275.7,65,5.3,;26.2,306.1,60,5.5,
|  | SPSA | SPSA | 16/14-HD350H-METAL | [66 empty] | 16/14-HD350H-METAL |  |  |  |  | 62,0,0,4.1,;63.5,220,50,4.1,;63.55,305,60,4.1,;62.8,442,70,4.5,;61.7,558,75,5.3,;59.2,740,80,6.7,;54,980,82,10,;49,1185,80,13.8,
|  | SPSA | SPSA | 16/14-HD350H-RUBBER | [66 empty] | 16/14-HD350H-RUBBER |  |  |  |  | 42.3,0,0,3.3,;43.2,190,50,3.3,;43.15,257,60,3.5,;42.5,370,70,4,;41.7,453,75,4.5,;39.8,605,80,5.8,;36.3,800,82,8,;32,1000,80,10.5,
|  | SPSA | SPSA | 16/14-HDM350G-METAL | [66 empty] | 16/14 AH-M |  |  |  |  | 62,0,0,4.1,;63.5,220,50,4.1,;63.55,305,60,4.1,;62.8,442,70,4.5,;61.7,558,75,5.3,;59.2,740,80,6.7,;54,980,82,10,;49,1185,80,13.8,
|  | SPSA | SPSA | 16/14-HDM350G-RUBBER | [66 empty] | 16/14 AH-R |  |  |  |  | 42.3,0,0,3.3,;43.2,190,50,3.3,;43.15,257,60,3.5,;42.5,370,70,4,;41.7,453,75,4.5,;39.8,605,80,5.8,;36.3,800,82,8,;32,1000,80,10.5,
|  | SPSA | SPSA | 2 AHF | [66 empty] | 2 AHF;2 AHF;2 AHF |  |  |  |  | 8.4,0,0,2,;8.3,3.9,30,2,;8.3,5.7,40,2,;8.2,6.8,45,2,;8.1,8.2,50,2,;8,9.4,53,2.2,;7.8,10.7,55,2.3,;7.7,12.6,56.6,2.5,;7.3,15.1,55,2.8,;7.3,17.3,53,3.4,¦33.8,0,0,2,;33.5,7.8,30,2,;33,11.4,40,2.4,;32.7,13.7,45,2.6,;32.1,16.5,50,3.2,;31.6,18.9,53,3.5,;31.1,21.3,55,3.9,;30.1,25.8,56.6,4.8,;28.8,30.8,55,6,;28.1,33.6,53,6.5,;27.8,35.6,52,51,¦57.1,0,0,2,;56.5,10.1,30,2.3,;55.7,14.9,40,2.6,;55.1,17.8,45,3.4,;54.2,21.4,50,4,;53.2,24.4,53,4.5,;52.4,27.4,55,5.3,;50.6,33.3,56.6,6.3,;48.6,40.1,55,7,;47.4,43.9,53,7.4,;47,45.2,52,7.5,
|  | SPSA | SPSA | 2/1.5-HD42B-METAL | [66 empty] | 2/1.5 AH-M;2/1.5 AH-M;2/1.5 AH-M;2/1.5 AH-M;2/1.5 AH-M;2/1.5 AH-M |  |  |  |  | 8.2,0,0,1.2,;8.3,2.4,20,1.4,;7.7,4.5,30,1.4,;7,6.1,35,1.4,;4.2,9,36,1.7,¦16,0,0,0,;15.2,2.4,20,2.8,;14.6,4.2,30,2.9,;14,5.5,35,1.4,;11.7,9.5,40.2,4.1,;8.8,12,38,5.2,¦24.5,0,0,0,;24.2,2.4,20,2.8,;23.8,4,30,2.9,;22.4,6.6,40,3.1,;18.6,11.2,45,4.8,;14.9,14.4,40,7.1,;14.4,14.8,39,7.4,¦36,0,0,0,;35.2,2.4,20,2.8,;34.5,4,30,2.9,;33.1,6.5,40,2.9,;31.5,8.8,45,4.1,;26.2,13.6,46.75,6.4,;20.2,17.6,39.8,9.8,¦48,0,0,3.2,;47.6,2.7,20,2.8,;46.7,5.6,35,2.8,;43.7,9.8,45,4.3,;36.3,15.9,46,8.4,;26.9,20.8,39.8,12.8,¦63.1,0,0,3.2,;62.3,3.3,20,2.8,;61.2,5.8,30,2.6,;58.9,9.3,40,3.6,;55.6,12.4,45,5.7,;47.3,18.1,47.32,10,;34.2,24.1,39.8,17.1,
|  | SPSA | SPSA | 2/1.5-HD42B-RUBBER | [66 empty] | 2/1.5 AH-R;2/1.5 AH-R;2/1.5 AH-R;2/1.5 AH-R;2/1.5 AH-R;2/1.5 AH-R |  |  |  |  | 7.2,0,0,0,;7.2,1.1,20,0.8,;7.1,1.9,30,0.9,;7,2.8,40,1,;5.8,5.6,43,1.3,;4.7,7.4,40.55,1.6,¦10,0,0,2.2,;10,1.4,20,2.2,;10,2.2,30,2.1,;9.6,3.3,40,2.2,;8.6,5.8,45,2.4,;8.2,6.8,46,2.7,;6.3,9.2,42.5,3.3,¦17.4,0,0,2.2,;16.7,1.8,20,2.2,;16.2,2.9,30,2.3,;15.9,4.3,40,2.2,;15.3,5.8,45,2.4,;14.5,7.4,50,2.8,;13.5,9,50.15,3.3,;11.6,10.9,49.98,4.2,¦27.5,0,0,0.2,;26.6,2.3,20,2.2,;25.9,3.7,30,2.2,;25.1,5.7,40,2.4,;23.3,8.9,50,3.4,;21.2,11.3,50.95,4.8,;18.5,13.5,49.8,6,¦38.2,0,0,2.2,;37,2.7,20,2.1,;34.9,6.8,40,2.6,;33.8,8.5,44,3.2,;29.8,13,50.9,5.7,;26.8,15.5,49.97,8,¦44.6,0,0,2.2,;44,2.9,20,2.2,;43.2,4.8,30,2.3,;41.4,7.4,40.5,2.8,;40,9.4,43.8,3.5,;37.4,11.9,51.5,5,;35.2,13.8,50.8,6.5,;32.1,16.5,50,9.3,
|  | SPSA | SPSA | 2/2-CT50B-METAL | [66 empty] | 2/2-CT50B-METAL |  |  |  |  | 23.5,0,0,0,;22.7,3.4,20,0,;22,6.2,30,0,;21.3,8.2,35,0,;19.7,12.1,40,0,;18.1,15,41,0,;16.2,17.6,39.89,0,
|  | SPSA | SPSA | 2/2-CT50C-METAL | [66 empty] | 2/2-CT50C-METAL |  |  |  |  | 23.5,0,0,0,;22.7,3.4,20,0,;22,6.2,30,0,;21.3,8.2,35,0,;19.7,12.1,40,0,;18.1,15,41,0,;16.2,17.6,39.89,0,
|  | SPSA | SPSA | 20/18-HDM450G-METAL | [66 empty] | 20/18-HDM450G-METAL;20/18-HDM450G-METAL;20/18-HDM450G-METAL;20/18-HDM450G-METAL;20/18-HDM450G-METAL |  |  |  |  | 14.6,0,0,0.8,;14.8,114.5,40,0.7,;14.8,159.5,50,0.8,;14.6,224.9,60,0.8,;14.5,319,70,1.2,;14.1,400.8,75,1.3,;13.4,511.2,80,1.6,;12.7,617.6,83,1.9,;11.9,756.6,85,2.3,;10.7,948.9,82.8,2.8,¦22.9,0,0,0,;23.2,154.8,40,0,;23.1,203.7,50,0,;22.9,285.1,60,0,;22.5,403.3,70,0,;21.8,505.1,75,0,;20.8,643.6,80,0,;20,773.9,83,0,;18.4,953.2,85,0,;16.7,1185,83,0,¦33,0,0,0,;33.4,179.2,40,0,;33.4,240.3,50,0,;33,342.2,60,0,;32.5,484.7,70,0,;31.7,606.9,75,0,;30.3,773.9,80,0,;28.9,928.7,83,0,;26.7,1145,85,0,;24.1,1418,83,0,¦45.1,0,0,0,;45.6,207.7,40,0,;45.4,281.1,50,0,;45.1,395.1,60,0,;44.2,566.2,70,0,;43,708.8,75,0,;41.3,900.2,80,0,;39.2,1084,83,0,;36.1,1340,85,0,;32.9,1658,83,0,¦73.3,0,0,3.3,;73.8,260.7,40,3.4,;73.5,366.6,50,3.5,;73.1,513.2,60,3.8,;71.9,716.9,70,4.5,;70,904.3,75,5.4,;66.6,1169,80,7,;63.3,1397,83,8.5,;58.3,1723,85,10.4,;52.8,2045,83,11.5,
|  | SPSA | SPSA | 22/8-HDF200F-METAL | [66 empty] | 8 AHF;8 AHF;8 AHF |  |  |  |  | 14.8,0,0,1.8,;14.8,64,40,1.8,;14.9,90.5,50,1.8,;14.8,135.2,60,1.8,;14.5,171.4,64,1.8,;14.1,199.2,66,1.8,;13.8,225.8,66.5,1.8,;13.1,262,66,1.9,;12.1,298.2,64,2,¦33,0,0,2.4,;33.4,90.5,40,2.6,;33.3,129.2,50,2.7,;32.9,188.3,60,2.9,;32.5,230.6,64,3,;31.9,266.8,66,3.3,;31.2,298.2,67,3.5,;30.2,344.1,67.7,3.7,;29,380.3,67,3.9,;27.7,420.1,66,4.1,;26.1,467.2,64,4.4,¦58.3,0,0,4,;58.8,118.3,40,4.4,;58.8,167.8,50,4.5,;58.3,243.9,60,5,;57.4,295.8,64,5.3,;56.4,339.2,66,5.6,;55.5,375.5,67,5.7,;53.3,443.1,67.7,6.2,;50.3,517.9,67,6.5,;48.1,561.4,66,6.8,;45.9,601.2,64,7,
|  | SPSA | SPSA | 3 AHF | [66 empty] | 3 AHF;3 AHF;3 AHF |  |  |  |  | 7,0,0,0,;7.1,5.9,30,0,;7.1,8.7,40,0,;7,12.3,50,0,;7,14.4,55,0,;6.9,16.2,58,0,;6.8,18.5,60,0,;6.6,22.6,61.9,0,;6.2,26.2,60,0,;5.9,28.8,58,0,;5.8,30.3,57,0,¦28.1,0,0,0,;28.4,12.3,30,0,;28.4,17.5,40,0,;28,24.2,50,0,;27.8,28.8,55,0,;27.4,32.7,58,0,;27.1,36.2,60,0,;26.1,44.5,61.9,0,;24.9,52.8,60,0,;24.3,57.1,58,0,;23.6,61.5,57,0,¦52.9,0,0,1.8,;53.6,17,30,1.8,;53.5,24.4,40,2.5,;53,33.9,50,2.5,;52.4,40.1,55,3.4,;51.9,45.2,58,3.8,;51.2,49.9,60,4.3,;49.5,61.3,61.9,4.5,;47.1,72.8,60,5.4,;45.8,78.5,58,6.3,;44.6,82.6,52,6.5,
|  | SPSA | SPSA | 3/2-HD50C-METAL | [66 empty] | 3/2 AH-M |  |  |  |  | 88,0,0,3,;88.8,7.2,30,3,;88.5,11.1,40,4,;87.3,16.6,50,6.5,;85.5,20.9,55,8,;82.3,27.2,60,11.5,;79.85,31.1,62,13.5,;75.1,38,63.5,17.6,;69,44.3,62,0,;66,47,60,0,
|  | SPSA | SPSA | 3/2-HD50C-METAL 2V | [66 empty] | HD50 (2VO-M);HD50 (2VO-M);HD50 (2VO-M);HD50 (2VO-M) |  |  |  |  | 17.9,0,0,0.1,;16.8,4.1,30,0.1,;16.4,5.5,35,0.1,;14.9,7.5,40,0.1,;13.4,9.6,41.75,0.1,;11.9,11,40,0.1,¦28.5,0,0,0.5,;27.4,4.7,30,0.7,;26.8,6,35,0.6,;25.7,7.9,40,0.7,;24.2,9.8,43,0.7,;22.8,11.2,43.85,0.8,;20.6,13.2,43,0.9,;18.7,14.4,40,0.9,¦41.5,0,0,1.5,;40.2,5.2,30,1.7,;39.6,6.6,35,1.8,;38.5,8.6,40,1.9,;37.4,10.3,43,2,;36.6,11.1,44,2,;35.3,12.4,45,2.1,;33.6,13.7,45.45,2.2,;32.1,15,43,2.4,;30,16.2,44,2.5,;28.7,17,43,2.7,;26.6,18.1,40,2.9,¦56.8,0,0,2.9,;55.7,5.4,30,3.5,;54.9,7.1,35,3.6,;53.8,9.6,40,3.8,;51.7,11.9,43,4,;50.6,13.1,44,4.2,;48.7,14.6,45,4.3,;44.3,17.8,46,5,;39.8,20.1,45,5.5,;37.4,21.4,44,5.9,;35.7,22.1,43,6,
|  | SPSA | SPSA | 3/2-HD50C-METAL 6V | [66 empty] | 3/2-HD50C-METAL 6V;3/2-HD50C-METAL 6V |  |  |  |  | 56.8,0,0,0,;56,8.5,40,0,;54.9,12.5,50,0,;53.7,15.3,55,0,;51.8,19.5,60,0,;45.3,28.9,64.98,0,;36.5,37.2,58.96,0,¦88,0,0,3,;85.7,10.4,40,3.7,;84.1,15.5,50,4.5,;82.4,19.1,55,5.2,;79.9,23.7,60,6.3,;74.8,30.3,65,8.6,;69.2,36.1,67,10.4,;62.5,41.9,65,13.1,;57.2,46,60,15.2,
|  | SPSA | SPSA | 3/2-HD50C-RUBBER | [66 empty] | 3/2 AH-R |  |  |  |  | 48,0,0,3.1,;48.4,6.2,40,3.45,;48,8,45,3.5,;47.5,9.5,50,3.4,;46.4,11.9,55,3.5,;44.5,15.25,60,3.8,;40.2,21.2,62,4.25,;36,26.1,60,5,
|  | SPSA | SPSA | 3/2-HHD50D-METAL | [66 empty] | 3/2 HH-M |  |  |  |  | 86.9,0,0,1.4,;86.6,8.4,20,1.4,;86.9,14.1,30,1.5,;86.3,22.4,40,2.8,;84.1,28.6,45,4.5,;75.8,38.6,46.8,8.3,;71.7,41.5,47,9.7,
|  | SPSA | SPSA | 4 AHF | [66 empty] | 4 AHF;4 AHF;4 AHF |  |  |  |  | 7,0,0,0.9,;7,14,45,0.9,;7,19.8,55,0.9,;6.7,24.8,60,0.9,;6.4,32.7,64,0.9,;6.1,39.2,66,0.9,;6,44.2,68.1,1,;5.7,46,66,1.1,;5,55.7,64,1.2,¦39.9,0,0,0.9,;39.8,31.3,45,2,;39.4,44.6,55,2.5,;39,53.9,60,2.8,;38.3,65.4,64,3.2,;37.1,74.7,66,3.4,;36.6,82.6,67,3.6,;34.9,95.9,68.1,4.1,;33.1,109.6,67,4.5,;31.7,119.3,66,4.7,;29.7,130.8,64,5.1,¦70.2,0,0,2.5,;70.5,41.3,45,3.5,;69.8,58.6,55,4.3,;69,70.8,60,4.6,;67.7,85.1,64,5.2,;66.5,96.3,66,5.5,;65.5,104.2,67,5.9,;62,125.7,68.1,6.5,;57.5,152.3,67,7,;55.6,161.3,66,7.4,;52.8,174.3,63,8,
|  | SPSA | SPSA | 4/3-HD80D-METAL | [66 empty] | 4/3 AH-M |  |  |  |  | 82,0,0,2.5,;81.6,10.5,30,2.5,;81,16,40,2.5,;80,23,50,3,;77,36,60,4.1,;73.4,48,65,6.3,;64,69,68,11,;55,84.3,65,16,
|  | SPSA | SPSA | 4/3-HD80D-METAL 6V | [66 empty] | 4/3-HD80D-METAL 6V |  |  |  |  | 94.8,0,0,4,;95.2,11,30,4.2,;95,16.1,40,4.5,;94.6,23.2,50,5.5,;92.5,32.9,60,6.8,;88.3,47.2,68,9,;84.3,58.4,72,10.8,;77.2,72.1,74.5,13.7,;69.7,87.4,71.89,17,
|  | SPSA | SPSA | 4/3-HD80D-RUBBER | [66 empty] | 4/3 AH-R;4/3 AH-R;4/3 AH-R;4/3 AH-R |  |  |  |  | 7.1,0,0,0.6,;7.2,3.1,30,0.5,;7.2,4.5,40,0.7,;7.1,7,50,0.8,;6.8,10.9,60,1.2,;6.1,16.5,62,1.6,;4.6,22.5,60,2.1,¦15.2,0,0,0.65,;15.5,4.1,30,2,;15.5,9.3,50,1.8,;15.1,14,60,2.1,;13.2,24.5,64.9,3.7,;10.1,34.2,59.8,5.7,¦27.3,0,0,2,;27.7,5.7,30,2,;27.8,7.9,40,2,;27.7,12.3,50,2.1,;27,18.4,60,2.9,;26.2,22.5,65,3.3,;23.4,32.8,67,5.3,;19.6,42.4,65,7.6,;18,46,60,8.6,¦34.8,0,0,1.9,;35.2,6.5,30,2,;35.2,9,40,2,;34.9,13.9,50,2.2,;34,21,60,3.2,;33.1,25.9,65,4,;29.8,36.8,68,6.4,;25.1,47.3,65,9.1,;22.9,51.9,59.9,10.5,
|  | SPSA | SPSA | 4/3-HDM80C-METAL | [66 empty] | 4/3 AH-M |  |  |  |  | 82,0,0,2.5,;81.6,10.5,30,2.5,;81,16,40,2.5,;80,23,50,3,;77,36,60,4.1,;73.4,48,65,6.3,;64,69,68,11,;55,84.3,65,16,
|  | SPSA | SPSA | 4/3-HDM80C-RUBBER | [66 empty] | 4/3-HDM80C-RUBBER;4/3-HDM80C-RUBBER;4/3-HDM80C-RUBBER;4/3-HDM80C-RUBBER |  |  |  |  | 7.1,0,0,0.6,;7.2,3.1,30,0.5,;7.2,4.5,40,0.7,;7.1,7,50,0.8,;6.8,10.9,60,1.2,;6.1,16.5,62,1.6,;4.6,22.5,60,2.1,¦15.2,0,0,0.65,;15.5,4.1,30,2,;15.5,9.3,50,1.8,;15.1,14,60,2.1,;13.2,24.5,64.9,3.7,;10.1,34.2,59.8,5.7,¦27.3,0,0,2,;27.7,5.7,30,2,;27.8,7.9,40,2,;27.7,12.3,50,2.1,;27,18.4,60,2.9,;26.2,22.5,65,3.3,;23.4,32.8,67,5.3,;19.6,42.4,65,7.6,;18,46,60,8.6,¦34.8,0,0,1.9,;35.2,6.5,30,2,;35.2,9,40,2,;34.9,13.9,50,2.2,;34,21,60,3.2,;33.1,25.9,65,4,;29.8,36.8,68,6.4,;25.1,47.3,65,9.1,;22.9,51.9,59.9,10.5,
|  | SPSA | SPSA | 4/3-HDP80DD-METAL | [66 empty] | 4/3 AH-M |  |  |  |  | 82,0,0,2.5,;81.6,10.5,30,2.5,;81,16,40,2.5,;80,23,50,3,;77,36,60,4.1,;73.4,48,65,6.3,;64,69,68,11,;55,84.3,65,16,
|  | SPSA | SPSA | 6 AHF | [66 empty] | 6 AHF;6 AHF;6 AHF |  |  |  |  | 11,0,0,1.1,;10.3,37.7,40,1.3,;10.2,53.5,50,1.4,;10.2,63.3,55,1.5,;10,80.3,60,1.6,;9.9,100.4,65,2.2,;9.6,112,67,2.3,;9.3,120.5,67.6,2.4,;9,130.8,67,2.6,;8.4,142.4,65,2.8,;7.4,157.6,60,3,;6.7,165.5,58,3.3,¦26.5,0,0,1.1,;25.1,59,40,1.46,;24.8,82.8,50,1.8,;24.6,98.6,55,2.2,;24.3,118.7,60,2.4,;23.8,147.9,65,2.8,;23.2,169.8,67,3.3,;22.3,189.9,67.6,3.5,;21.5,205.7,67,3.8,;20,226.4,65,4,;17.7,250.7,60,4.7,;16.3,261.7,58,5,¦39.1,0,0,1.1,;36.9,71.8,40,1.6,;36.5,100.4,50,2.1,;36.2,120.5,55,2.4,;35.9,143.6,60,3.8,;35.1,178.9,65,3.3,;34.2,204.5,67,3.7,;33,227.6,67.6,4,;31.4,251.3,67,4.5,;29.4,275.7,65,5.3,;26.2,306.1,60,5.5,
|  | SPSA | SPSA | 6/4-HD100E-METAL | [66 empty] | 6/4 AH-M |  |  |  |  | 80,0,0,4.2,;80,26.5,40,4.2,;78.2,48,50,5,;76.4,61,60,5.8,;74.2,74,65,6.6,;70.2,95,68,8.2,;64,119,70,11.5,;56.3,147,68,0,
|  | SPSA | SPSA | 6/4-HD100E-RUBBER | [66 empty] | 6/4-HD100E-RUBBER |  |  |  |  | 44.5,0,0,2.5,;44,20,40,2.5,;43.4,30,50,3,;42.15,44,60,3.5,;41,55,65,4,;38.9,72,70,4.5,;36,90,71,5.4,;33,106,70,0,;29.6,123,65,0,
|  | SPSA | SPSA | 6/4-HDM100D-METAL | [66 empty] | 6/4 AH-M |  |  |  |  | 80,0,0,4.2,;80,26.5,40,4.2,;78.2,48,50,5,;76.4,61,60,5.8,;74.2,74,65,6.6,;70.2,95,68,8.2,;64,119,70,11.5,;56.3,147,68,0,
|  | SPSA | SPSA | 6/4-HDM100D-METAL 6V | [66 empty] | 6/4 AH-M |  |  |  |  | 90,0,0,4.8,;89.9,28.5,40,4.8,;89.2,41.5,50,5.5,;88,57.5,60,6,;84.1,85,70,7.9,;80,110,75,9.8,;74,137.8,77,12.8,;66,167,75,,
|  | SPSA | SPSA | 6/4-HDM100D-RUBBER | [66 empty] | 6/4 AH-R |  |  |  |  | 44.5,0,0,2.5,;44,20,40,2.5,;43.4,30,50,3,;42.15,44,60,3.5,;41,55,65,4,;38.9,72,70,4.5,;36,90,71,5.4,;33,106,70,0,;29.6,123,65,0,
|  | SPSA | SPSA | 6/4-HDP100EE-METAL | [66 empty] | 6/4 AH-M |  |  |  |  | 80,0,0,4.2,;80,26.5,40,4.2,;78.2,48,50,5,;76.4,61,60,5.8,;74.2,74,65,6.6,;70.2,95,68,8.2,;64,119,70,11.5,;56.3,147,68,0,
|  | SPSA | SPSA | 7/3-HDF80C-METAL | [66 empty] | 3 AHF;3 AHF;3 AHF |  |  |  |  | 7,0,0,0,;7.1,5.9,30,0,;7.1,8.7,40,0,;7,12.3,50,0,;7,14.4,55,0,;6.9,16.2,58,0,;6.8,18.5,60,0,;6.6,22.6,61.9,0,;6.2,26.2,60,0,;5.9,28.8,58,0,;5.8,30.3,57,0,¦28.1,0,0,0,;28.4,12.3,30,0,;28.4,17.5,40,0,;28,24.2,50,0,;27.8,28.8,55,0,;27.4,32.7,58,0,;27.1,36.2,60,0,;26.1,44.5,61.9,0,;24.9,52.8,60,0,;24.3,57.1,58,0,;23.6,61.5,57,0,¦52.9,0,0,1.8,;53.6,17,30,1.8,;53.5,24.4,40,2.5,;53,33.9,50,2.5,;52.4,40.1,55,3.4,;51.9,45.2,58,3.8,;51.2,49.9,60,4.3,;49.5,61.3,61.9,4.5,;47.1,72.8,60,5.4,;45.8,78.5,58,6.3,;44.6,82.6,52,6.5,
|  | SPSA | SPSA | 8 AHF | [66 empty] | 8 AHF;8 AHF;8 AHF |  |  |  |  | 14.8,0,0,1.8,;14.8,64,40,1.8,;14.9,90.5,50,1.8,;14.8,135.2,60,1.8,;14.5,171.4,64,1.8,;14.1,199.2,66,1.8,;13.8,225.8,66.5,1.8,;13.1,262,66,1.9,;12.1,298.2,64,2,¦33,0,0,2.4,;33.4,90.5,40,2.6,;33.3,129.2,50,2.7,;32.9,188.3,60,2.9,;32.5,230.6,64,3,;31.9,266.8,66,3.3,;31.2,298.2,67,3.5,;30.2,344.1,67.7,3.7,;29,380.3,67,3.9,;27.7,420.1,66,4.1,;26.1,467.2,64,4.4,¦58.3,0,0,4,;58.8,118.3,40,4.4,;58.8,167.8,50,4.5,;58.3,243.9,60,5,;57.4,295.8,64,5.3,;56.4,339.2,66,5.6,;55.5,375.5,67,5.7,;53.3,443.1,67.7,6.2,;50.3,517.9,67,6.5,;48.1,561.4,66,6.8,;45.9,601.2,64,7,
|  | SPSA | SPSA | 8/6-HD150F-METAL | [66 empty] | 8/6 AH-M |  |  |  |  | 80,0,0,2.5,;81.2,25,20,2.5,;81.8,60,40,3,;81.5,84,50,4,;80,121,60,5,;78,149,65,6,;74.2,189,70,8,;67.9,241,72,11,;61,285,70,14,
|  | SPSA | SPSA | 8/6-HD150F-METAL 6V | [66 empty] | 8/6-HD150F-METAL 6V |  |  |  |  | 90.6,0,0,6.1,;89.8,58.6,40,6.1,;88.8,86.7,50,6.1,;87.1,124.5,60,6.9,;83.5,175.1,70,8.7,;73.4,262.7,75,12.1,;56.5,350.2,70,16.1,
|  | SPSA | SPSA | 8/6-HD150F-RUBBER | [66 empty] | 8/6 AH-R |  |  |  |  | 52,0,0,3.8,;51.6,42,40,3.8,;51,68,50,4,;49.8,95,60,4.8,;48.7,115,65,5.8,;46.3,152,70,7.6,;43,191,71,10,;39.5,230,70,0,;36,262,65,0,
|  | SPSA | SPSA | 8/6-HDM150E-METAL | [66 empty] | 8/6 AH-M |  |  |  |  | 80,0,0,2.5,;81.2,25,20,2.5,;81.8,60,40,3,;81.5,84,50,4,;80,121,60,5,;78,149,65,6,;74.2,189,70,8,;67.9,241,72,11,;61,285,70,14,
|  | SPSA | SPSA | 8/6-HDM150E-RUBBER | [66 empty] | 8/6-HDM150E-RUBBER |  |  |  |  | 52,0,0,3.4,;51.6,42,40,3.8,;51.4,68,50,3.91,;49.8,94,60,4.5,;48.5,114,65,5.6,;46.2,152,70,6,;42.5,192,71,9.01,;39.5,230,70,13.7,;36,262,65,16,
|  | SPSA | SPSA | 8/6-HDP150FF-METAL | [66 empty] | 8/6 AH-M |  |  |  |  | 80,0,0,2.5,;81.2,25,20,2.5,;81.8,60,40,3,;81.5,84,50,4,;80,121,60,5,;78,149,65,6,;74.2,189,70,8,;67.9,241,72,11,;61,285,70,14,
|  | SPSA | SPSA | 5/2-HDF50C-METAL | [66 empty] | 2 AHF;2 AHF;2 AHF |  |  |  |  | 8.4,0,0,2,;8.3,3.9,30,2,;8.3,5.7,40,2,;8.2,6.8,45,2,;8.1,8.2,50,2,;8,9.4,53,2.2,;7.8,10.7,55,2.3,;7.7,12.6,56.6,2.5,;7.3,15.1,55,2.8,;7.3,17.3,53,3.4,¦33.8,0,0,2,;33.5,7.8,30,2,;33,11.4,40,2.4,;32.7,13.7,45,2.6,;32.1,16.5,50,3.2,;31.6,18.9,53,3.5,;31.1,21.3,55,3.9,;30.1,25.8,56.6,4.8,;28.8,30.8,55,6,;28.1,33.6,53,6.5,;27.8,35.6,52,51,¦57.1,0,0,2,;56.5,10.1,30,2.3,;55.7,14.9,40,2.6,;55.1,17.8,45,3.4,;54.2,21.4,50,4,;53.2,24.4,53,4.5,;52.4,27.4,55,5.3,;50.6,33.3,56.6,6.3,;48.6,40.1,55,7,;47.4,43.9,53,7.4,;47,45.2,52,7.5,
|  | SPSA | SPSA | 4/3-HHD80E-METAL | [66 empty] | 4/3 HH-M |  |  |  |  | 103.5,0,0,3,;101.5,17.2,30,2.55,;100.5,26,40,2.65,;99.2,39,50,3.75,;98.05,50,55,5,;95,68.1,60,7.5,;87,94,62.5,11.75,
|  | SPSA | SPSA | 6/4-HHD100F-METAL | [66 empty] | 6/4 HH-M |  |  |  |  | 97.4,0,0,2.6,;95.7,29.8,30,2.6,;95,49.2,40,2.7,;93.9,71.1,50,3,;90.4,114.3,60,4.4,;88,133.2,63,5.3,;83.1,162,64,6.8,;75.8,191.3,63,9,;66,218.6,60,11.2,
|  | SPSA | SPSA | 8/6-HHD150G-METAL | [66 empty] | 8/6 HH-M |  |  |  |  | 97.4,0,0,5.4,;96.2,69.2,30,5.4,;96.2,109.7,40,5.4,;95.8,135.6,45,5.7,;95.4,159.5,50,6,;94.2,200.1,55,6.5,;92.7,247.1,60,7.4,;87.5,325.5,65,9.4,;81.1,383.6,67,10.6,;76.7,417.7,65,11.7,
|  | SPSA | SPSA | 12/10-MD250F-RUBBER | [66 empty] | 250 L-R;12/10-MD250F-RUBBER;250 L-R;250 L-R |  |  |  |  | 13.9,0,0,1.8,;12.4,50.5,30,2.1,;12.1,62.6,40,2.1,;11.8,80.8,50,2.5,;11.2,112.1,60,2.8,;10.5,141.4,65,3.1,;9.3,193.9,69,4.3,;6.8,263.6,65,5.9,¦19.9,0,0,4.2,;18.5,46.5,30,4,;18.1,62.6,40,3.7,;17.4,89.9,50,3.8,;16.5,125.3,60,4.3,;16,151.5,65,4.5,;14.7,197,70,5.2,;13.6,235.4,70.98,5.9,;11.8,280.8,70,7.1,;9.8,320.2,65,8,¦26.8,0,0,3.1,;25.3,52.5,30,3.1,;23.9,104,50,4,;22.8,145.5,60,4.3,;22.1,172.7,65,4.7,;20.6,221.2,70,5.7,;18.5,276.8,71.6,6.9,;15.9,331.3,70,8.6,;13.8,367.7,65,10,¦44.5,0,0,5.4,;41.1,84.8,30,5.4,;40.1,110.1,40,5.4,;38.9,148.5,50,5.4,;37.2,200,60,5.9,;35.7,240.4,65,6.6,;33.5,297,70,8.3,;31,350.5,71.6,10.5,;26.8,419.2,70,14.2,;24.3,453.5,65,16.7,
|  | SPSA | SPSA | 14/12-MD300F-METAL | [66 empty] | 14/12-MD300F-METAL;14/12-MD300F-METAL;14/12-MD300F-METAL |  |  |  |  | 11.6,0,0,1.8,;11.4,57.2,40,2.2,;11,105.1,60,1.4,;10.3,156.8,70,2.2,;9.7,208.4,75,2.2,;8.6,269.3,78,2.5,;6.9,361.5,75,3.8,¦35.7,0,0,0,;35.1,99.6,40,0,;33.8,186.3,60,0,;32.3,256.4,70,0,;30.7,317.2,75,0,;28.8,385.5,78,0,;26.5,461.1,79,0,;23.3,558.8,78,0,;21,634.4,75,0,¦65.6,0,0,3.4,;64.5,136.5,40,3.1,;62.2,252.7,60,4.5,;59.4,350.4,70,6.1,;56.2,442.6,75,7.7,;53.4,516.4,78,9.5,;48.7,632.6,79,12.3,;42.9,761.7,78,15.7,;38.4,859.4,75,18.6,
|  | SPSA | SPSA | 16/14-MD350F-METAL | [66 empty] | 16/14-MD350F-METAL;16/14-MD350F-METAL |  |  |  |  | 13.9,0,0,2,;14.2,66.9,40,2.1,;14.1,94.1,50,2,;13.9,129.7,60,2,;13.4,184.1,70,2.1,;13.1,223.8,75,2,;12,295,80,2.1,;10.8,357.7,81,2.7,;9.8,424.7,80,3.2,¦61.1,0,0,7.7,;61.6,144.4,40,7.5,;61.1,200.8,50,7.7,;60.5,274.1,60,7.7,;58.6,384.9,70,8.2,;56.6,472.8,75,8.8,;52.2,619.2,80,10.5,;47.5,761.5,81,12.7,;42.8,889.1,80,15.4,
|  | SPSA | SPSA | 10/8-MC200FF-RUBBER | [66 empty] | 10/8-MC200FF-RUBBER |  |  |  |  | 71.4,0,0,3.5,;72.8,357.9,50,3.7,;72.2,479.6,60,4,;70.2,723,73,4.67,;67.6,916.3,78,5.5,;63.4,1181,80.1,6.8,;58.7,1450,78,8,;56.9,1554,76,9.6,;56.3,1579,77,10,
|  | SPSA | SPSA | 26/22-ESHR550 | [66 empty] | 550MCR |  |  |  |  | 71.1,0,0,0,;70.8,2527,60,4.4,;69.8,3370,70,4.4,;68.9,3940,75,4.6,;67.4,4728,80,5.1,;65.8,5408,83,5.5,;63.7,6169,85,6.2,;60.2,7283,85.1,7.2,;56.2,8342,85,7.6,;53.2,9049,83,7.8,;49.8,9837,81,8.5,
|  | SPSA | SPSA | 30/26-ESH650 | [66 empty] | 650MCR |  |  |  |  | 59,0,0,0,;57.7,3679,60,3,;56.3,4821,70,3.5,;55.2,5607,75,4,;53.7,6643,80,4.3,;52,7536,83,4.7,;50.1,8536,85,5.4,;46.8,10179,85.2,6.5,;42.7,12036,85,7.6,;40,13250,83,8,;38.3,14000,81,8.5,
|  | SPSA | SPSA | 36/30-MC750V-RUBBER | [66 empty] | 36/30-MC750V-RUBBER |  |  |  |  | 62.6,0,0,3,;60.9,6061,60,3,;59.6,7935,70,3.5,;57.8,9974,78,3.98,;55.2,12288,84,4.5,;52.5,14327,87,5.4,;50.9,15539,88,5.8,;48.5,17137,88.5,7,;45.8,18790,88,7.5,;43.7,20002,87,8,;40.4,22096,84,8.5,;39.1,22922,83,9,
|  | SPSA | SPSA | 10/8-MD200F-METAL | [66 empty] | 200 M-M |  |  |  |  | 66.3,0,0,3.8,;65,84,40,3.8,;63.9,124,50,3.8,;61,186,60,3.8,;58.8,225,65,4,;55.6,282,70,4.6,;49.5,367,73,6.1,;42.8,440,70,7.5,;38.4,481,65,8.4,
|  | SPSA | SPSA | 10/8-MD200F-RUBBER | [66 empty] | 200 M-R |  |  |  |  | 44.3,0,0,4.74,;43.9,50,40,4.74,;43.5,76,50,5.2,;42.7,111,60,6.5,;41.3,161,70,9.9,;39.7,208,75,14.3,;35.5,302,79,0,;30.4,375,75,0,
|  | SPSA | SPSA | 12/10-MD250F-METAL | [66 empty] | 250 L-M |  |  |  |  | 49.7,0,0,6,;48.3,86,40,6,;47.2,130,50,6.3,;44.5,202,60,7,;42.7,240,65,7.6,;39.2,300,70,10,;33.8,383,73,11,;29.5,442,70,13,;25,499,64.8,0,
|  | SPSA | SPSA | 14/12-MD300F-RUBBER | [66 empty] | 300 L-R |  |  |  |  | 43.4,0,0,3.9,;43.2,80,35,3.9,;42,182,60,4,;40.5,250,70,4.2,;39,307,75,5,;32.6,495,81,6,;25,662,75,7.3,
|  | SPSA | SPSA | 150 MP-M | [66 empty] | MD150 (5VC-M);MD150 (5VC-M);MD150 (5VC-M);MD150 (5VC-M);MD150 (5VC-M);MD150 (5VC-M);MD150 (5VC-M);MD150 (5VC-M);MD150 (5VC-M) |  |  |  |  | 11.9,0,0,0,;12.1,33.7,40,0,;11.9,50.8,50,0,;11.2,75,60,0,;10.4,91.5,65,0,;9.2,120.8,72,0,;8.7,134.7,70,0,¦17.1,0,0,0,;17.1,37.5,40,0,;17.1,46.4,45,0,;16.8,66.7,55,0,;15.7,97.2,65,0,;14.1,128.4,72,0,;12.5,155.7,70,0,¦23.2,0,0,0,;23.2,42.6,40,0,;23.2,61,50,0,;22.6,85.2,60,0,;21.9,103.6,65,0,;19.9,137.3,72,0,;17.9,169.1,70,0,¦30.4,0,0,0,;30.7,47,40,0,;30.3,66.1,50,0,;29.5,92.2,60,0,;28.9,110,65,0,;26.7,146.8,72,0,;23.5,184.3,70,0,¦38.4,0,0,0,;38.5,52.1,40,0,;38.5,61,45,0,;38,83.9,55,0,;36.7,117.6,65,0,;34.1,157.6,72,0,;29.5,202.1,70,0,¦47.2,0,0,0,;47.2,57.2,40,0,;46.8,77.5,50,0,;46,105.5,60,0,;45.1,126.5,65,0,;42.5,171,72,0,;36.1,220.6,70,0,¦56.8,0,0,0,;57.3,62.3,40,0,;57,73.1,45,0,;56.2,98.5,55,0,;54.6,138.6,65,0,;51.2,188.1,71.5,0,;43.7,241.5,70,0,¦67.4,0,0,0,;68.1,68,40,0,;67.5,92.2,50,0,;66.2,127.1,60,0,;64.8,155.1,65,0,;60.2,211.7,72,0,;51.6,263.1,70,0,¦78.2,0,0,3.8,;79.9,73,40,3.8,;79.9,86,45,4,;79.6,101,50,4.5,;78.9,120,55,5,;77.6,145,60,5.6,;74.9,183.5,67,6.8,;67.5,248,72.5,11,;60.5,284,70,13.9,
|  | SPSA | SPSA | 16/14-MD350F-RUBBER | [66 empty] | 16/14-MD350F-RUBBER |  |  |  |  | 45,0,0,2.4,;45,54,20,2.4,;45,122.4,40,2.4,;44.4,225,60,2.9,;43.5,307.8,70,3.4,;41.6,444.6,80,4.4,;39.4,565.2,85,5.7,;35.1,730.8,86.5,8.1,;31.7,837,85,9.7,
|  | SPSA | SPSA | MDP125 | [66 empty] | MDP125;MDP125;MDP125;MDP125;MDP125 |  |  |  |  | 29.9,0,0,0,;30.6,63.7,50,0,;29.9,115.9,65,0,;26.5,191,70,0,;20.4,253.1,66,0,¦59,0,0,0,;60.5,75.1,50,0,;60.2,133.9,65,0,;56.5,213.9,75,0,;54.1,246.5,77,0,;50.3,280.8,75,0,;40.5,351,65,0,¦96.6,0,0,0,;100.3,86.5,50,0,;100,151.8,65,0,;97.3,222,75,0,;88.8,315.1,79,0,;74.1,413.1,75,0,;67,450.6,73,0,¦144.2,0,0,0,;149.3,99.6,50,0,;149.3,169.8,65,0,;147.3,241.6,75,0,;143.2,295.5,80,0,;133,383.7,83.55,0,;117,475.1,80,0,;99.7,551.8,73,0,¦172.4,0,0,0,;177.9,111,50,0,;178.2,181.2,65,0,;175.9,251.4,75,0,;172.1,305.3,80,0,;167,354.3,83,0,;162.9,386.9,84,0,;158.2,421.2,84.42,0,;152.4,458.8,84,0,;146.3,488.2,83,0,;134,542,80,0,;118.7,604.1,73,0,
|  | SPSA | SPSA | MDP150 | [66 empty] | MDP150 |  |  |  |  | 211.1,0,0,0,;220.6,282.8,56,0,;222.2,462.3,65,0,;216.1,656.6,74,0,;208.9,769.7,78,0,;202.2,850.8,80,0,;183.2,1006,81.3,0,;167.6,1109,80,0,;161,1146,79,0,;149.3,1207,77,0,
|  | SPSA | SPSA | MDP150C | [66 empty] | MDP150C |  |  |  |  | 211.8,0,0,0,;210.8,140.6,47,0,;209.9,223.8,58,0,;207.1,308.4,67,0,;203.3,383,73,0,;199.5,431.8,76,0,;191.1,504.9,79,0,;177.4,595.3,80.1,0,;164.2,659.8,79,0,;157.2,687.1,78,0,;150.6,714.3,75,0,
|  | SPSA | SPSA | 10/8 P-M | [66 empty] | 10/8 P-M;10/8 P-M;10/8 P-M;10/8 P-M |  |  |  |  | 20.5,0,0,4,;19.5,60,50,4,;18,120,68,6,;15.8,180,73.5,9,;12,255,69.5,11.5,¦36,0,0,4,;35.5,36,30,4,;33.5,105,57.5,6,;31,171,70,9,;27.5,243,73.5,11.5,;23.5,306,70,14,¦55,0,0,0,;54.5,45,30,0,;51,150,60,0,;47,231,70,0,;42,306,73.5,0,;37.5,366,70,0,¦66.5,0,0,4,;65.5,75,40,4,;62,168,60,6,;56,270,70,9,;51,336,74,11.5,;45.5,405,69.5,14,
|  | SPSA | SPSA | 100 MP-M | [66 empty] | 100 MP-M |  |  |  |  | 80,0,0,1.3,;80,26.5,40,1.3,;78.2,48,50,2,;76.4,61,60,3.1,;74.2,74,65,4.1,;70.2,95,68,5.9,;64,119,70,9.5,;56.3,147,68,14,
|  | SPSA | SPSA | 12/10 P-M | [66 empty] | 12/10 P-M;12/10 P-M;12/10 P-M |  |  |  |  | 11.9,0,0,1.7,;11.5,48.5,40,1.6,;11.4,65.9,50,1.8,;11,92.4,60,1.9,;10.5,125.3,70,2.1,;10,158.2,75,2.3,;8.7,195.7,76.85,2.5,;7.7,223.2,75.75,2.7,¦31.5,0,0,0,;30.5,86,40,0,;29.9,117.1,50,0,;28.8,158.2,60,0,;27.4,200.3,70,0,;25.8,242.4,75,0,;24,278,78,0,;22.7,304.6,78.5,0,;20.4,337.5,78,0,¦50,0,0,3.7,;48.5,85.1,40,3.7,;47.3,124.4,50,3.9,;45.6,176.5,60,4.2,;43.3,236.9,70,5.2,;40.9,286.3,75,6.1,;38.5,330.2,78,7.2,;35.3,380.5,78.8,8.8,;32.1,420.7,77.95,10.1,
|  | SPSA | SPSA | 2/1.5 P-M | [66 empty] | 2/1.5 P-M;2/1.5 P-M;2/1.5 P-M;2/1.5 P-M;2/1.5 P-M;2/1.5 P-M |  |  |  |  | 2.7,0,0,0,;2.3,2.3,20,0,;2.1,3.3,27,0,;1.9,3.9,30,0,;1.5,4.9,27,0,¦4.2,0,0,0,;3.6,2.1,20,0,;3.1,3.7,30,0,;2.9,4.4,32,0,;2.3,5.6,30,0,¦8.8,0,0,0,;8.5,1.8,20,0,;8.1,3.3,30,0,;7,6,35,0,;5.6,7.9,30,0,¦15.6,0,0,0,;15.2,1.8,20,0,;15,3.1,30,0,;14.2,5.3,40,0,;12.6,7.7,43,0,;9.6,10.3,39.5,0,¦24.2,0,0,0,;23.8,2,20,0,;23.4,3.2,30,0,;22.6,4.9,39.5,0,;21.6,6.6,45,0,;19.4,9.4,47,0,;16.8,12.1,45,0,;14.6,13.8,39.5,0,¦34.6,0,0,0,;34.4,2.1,20,0,;34,3.6,30,0,;32.6,6,40,0,;31,8.3,45,0,;28.4,11.1,49,0,;25,14.2,45,0,;22.1,16.5,39.5,0,
|  | SPSA | SPSA | 50 MP-M | [66 empty] | 50 MP-M;50 MP-M;50 MP-M;50 MP-M;50 MP-M;50 MP-M;50 MP-M |  |  |  |  | 18,0,0,0,;17,4,30,0,;16.4,5.4,35,0,;15.2,7.5,40,0,;13.5,9.6,41,0,;12,11,40,0,¦22.9,0,0,0,;21.9,4.3,30,0,;21.4,5.7,35,0,;20.2,7.6,40,0,;18,10.2,40.98,0,;15.3,12.7,40,0,¦28.7,0,0,0,;27.4,4.6,30,0,;26.8,6,35,0,;25.9,7.9,40,0,;24.2,9.8,43,0,;23,11.2,43.85,0,;20.6,13.1,43,0,;18.8,14.4,42,0,¦34.8,0,0,0,;33.6,4.9,30,0,;33.1,6.3,35,0,;32,8.2,40,0,;30.7,9.9,43,0,;29.8,10.8,44,0,;28.3,12.3,44.5,0,;26,14.2,44,0,;24.5,15.1,43,0,;22.8,16.2,42,0,¦41.6,0,0,0,;40.5,5.2,30,0,;39.7,6.6,35,0,;38.6,8.5,40,0,;37.3,10.2,43,0,;36.7,11.1,44,0,;35.2,12.4,45,0,;33.8,13.7,45.3,0,;32.1,15,45,0,;30.2,16.2,44,0,;28.8,17,43,0,;26.9,18.1,42,0,¦49,0,0,0,;47.8,5.4,30,0,;47.1,6.9,35,0,;45.9,9,40,0,;44.5,10.8,43,0,;43.7,11.7,44,0,;42.4,13,45,0,;39.3,15.5,45.5,0,;36.4,17.3,45,0,;34.4,18.4,44,0,;32.9,19.3,43,0,;31.3,20,42,0,¦57.1,0,0,3.4,;55.8,5.3,30,3.4,;55.1,7.05,35,3.6,;53.8,9.5,40,3.7,;52,11.8,43,4,;50.6,13,44,4.2,;48.6,14.6,45,4.4,;44,17.7,46,4.87,;39.9,20.08,45,5.4,;37,21.3,44,5.8,;35.1,22.08,43,6,
|  | SPSA | SPSA | 50 MP-M | [66 empty] | 50 MP-M |  |  |  |  | 18,0,0,0,;17,4,30,0,;16.4,5.4,35,0,;15.2,7.5,40,0,;13.5,9.6,41,0,;12,11,40,0,¦22.9,0,0,0,;21.9,4.3,30,0,;21.4,5.7,35,0,;20.2,7.6,40,0,;18,10.2,40.98,0,;15.3,12.7,40,0,¦28.7,0,0,0,;27.4,4.6,30,0,;26.8,6,35,0,;25.9,7.9,40,0,;24.2,9.8,43,0,;23,11.2,43.85,0,;20.6,13.1,43,0,;18.8,14.4,42,0,¦34.8,0,0,0,;33.6,4.9,30,0,;33.1,6.3,35,0,;32,8.2,40,0,;30.7,9.9,43,0,;29.8,10.8,44,0,;28.3,12.3,44.5,0,;26,14.2,44,0,;24.5,15.1,43,0,;22.8,16.2,42,0,¦41.6,0,0,0,;40.5,5.2,30,0,;39.7,6.6,35,0,;38.6,8.5,40,0,;37.3,10.2,43,0,;36.7,11.1,44,0,;35.2,12.4,45,0,;33.8,13.7,45.3,0,;32.1,15,45,0,;30.2,16.2,44,0,;28.8,17,43,0,;26.9,18.1,42,0,¦49,0,0,0,;47.8,5.4,30,0,;47.1,6.9,35,0,;45.9,9,40,0,;44.5,10.8,43,0,;43.7,11.7,44,0,;42.4,13,45,0,;39.3,15.5,45.5,0,;36.4,17.3,45,0,;34.4,18.4,44,0,;32.9,19.3,43,0,;31.3,20,42,0,¦57.1,0,0,3.4,;55.8,5.3,30,3.4,;55.1,7.05,35,3.6,;53.8,9.5,40,3.7,;52,11.8,43,4,;50.6,13,44,4.2,;48.6,14.6,45,4.4,;44,17.7,46,4.87,;39.9,20.08,45,5.4,;37,21.3,44,5.8,;35.1,22.08,43,6,
|  | SPSA | SPSA | 75 MP-M | [66 empty] | 75 MP-M |  |  |  |  | 82,0,0,3.7,;81.6,10.5,30,3.7,;81,16,40,3.8,;80,23,50,4,;77,36,60,5.6,;73.4,48,65,7.5,;64,69,68,11.6,;55,84.3,65,14.5,
|  | SPSA | SPSA | 24/16-DN600H-METAL | [66 empty] | 24/16-MST600H-CR35 |  |  |  |  | 79.9,0,0,1.5,;79,1927,40,3.1,;78.4,2922,57,3.8,;77.2,4299,72,4.7,;76.2,5188,78,4.8,;74.5,6395,82,5,;72,7581,84.5,6,;69.7,8471,84,0,;68.2,9021,82.5,0,;67,9424,81.5,0,
|  | SPSA | SPSA | 24/16-MST600H-CR35 | [66 empty] | 24/16-MST600H-CR35 |  |  |  |  | 79.9,0,0,1.5,;79,1927,40,3.1,;78.4,2922,57,3.8,;77.2,4299,72,4.7,;76.2,5188,78,4.8,;74.5,6395,82,5,;72,7581,84.5,6,;69.7,8471,84,0,;68.2,9021,82.5,0,;67,9424,81.5,0,
|  | SPSA | SPSA | 20/18-DN500H-METAL | [66 empty] | 20/18-MST-DN500GG-M |  |  |  |  | 77.6,0,0,0,;78,864,31,0,;77.8,1693,50,0,;77.2,2134,60,0,;76.4,2786,70,0,;74.3,3879,78,0,;71.5,4814,81,0,;68.6,5678,81.5,0,;64.8,6665,81,0,;60.8,7617,80,0,;59,8005,77,0,
|  | SPSA | SPSA | 20/18-MST-DN500H-M | [66 empty] | 20/18-MST-DN500GG-M |  |  |  |  | 77.6,0,0,0,;78,864,31,0,;77.8,1693,50,0,;77.2,2134,60,0,;76.4,2786,70,0,;74.3,3879,78,0,;71.5,4814,81,0,;68.6,5678,81.5,0,;64.8,6665,81,0,;60.8,7617,80,0,;59,8005,77,0,
|  | SPSA | SPSA | 10 TC | [66 empty] | 10 TC |  |  |  |  | 39,0,0,0,;35.3,102,37,,;34.5,124,40,,;33.6,148,41,,;31,209,43.5,,;28.3,264,42,,;25.3,332,40,,;22.25,406,37,,
|  | SPSA | SPSA | 2 TC | [66 empty] | 2 TC |  |  |  |  | 23.3,0,0,0,;22.7,3.4,20,,;21.95,6.15,30,,;21.28,8.2,35,,;19.65,12,40,,;18,15,41,,;16.2,17.45,40,,
|  | SPSA | SPSA | 3 TC | [66 empty] | 3 TC |  |  |  |  | 38.9,0,0,0,;38.2,4,10,,;37.65,6.4,15,,;37.3,8.95,20,,;36.9,12,25,,;36.5,15.5,30,,;35.8,20.4,35,,;34.7,26.2,39,,;33.5,31.5,41,,;31.7,38,41.5,,;29,45.5,41,,
|  | SPSA | SPSA | 4 TC | [66 empty] | 4 TC |  |  |  |  | 38.9,0,0,0,;38.2,4,10,,;37.65,6.4,15,,;37.3,8.95,20,,;36.9,12,25,,;36.5,15.5,30,,;35.8,20.4,35,,;34.7,26.2,39,,;33.5,31.5,41,,;31.7,38,41.5,,;29,45.5,41,,
|  | SPSA | SPSA | 6 TC | [66 empty] | 6 TC |  |  |  |  | 39.8,0,0,0,;39.3,14.4,20,,;38.9,24.7,30,,;37.45,41,40,,;36,54,45,,;34,69.4,50,,;32,84.5,53,,;28.85,107.2,45,,
|  | SPSA | SPSA | 8 TC | [66 empty] | 8 TC |  |  |  |  | 35,0,0,0,;34.2,22.5,20,,;33.5,39,30,,;32.9,52,35,,;31.35,72,40,,;28.1,104,42,,;23.7,141.5,40,,
|  | SPSA | SPSA | 3 TV | [66 empty] | 3 TV;3 TV;3 TV;3 TV |  |  |  |  | 9.6,0,0,0,;8,8.8,35,0,;7.1,12.2,39,0,;4.4,18.2,35,0,;2.5,21.2,32,0,¦14.5,0,0,0,;13.5,7.8,35,0,;12.7,10.7,40,0,;10.9,15.1,43,0,;8.2,19.8,40,0,;6.2,23,35,0,;5.1,24.9,33,0,¦20.6,0,0,0,;19.5,8.7,35,0,;18.8,11.3,40,0,;16.9,16,45,0,;15.7,18.1,45.35,0,;14.3,20.5,45,0,;11.2,24.6,40,0,;9.1,27.6,35,0,;8.2,28.9,33,0,¦28,0,0,0,;26.2,11,35,0,;25.55,13.19,40,0,;23.75,17.4,45,0,;21.5,21,46.5,0,;18.75,24.9,45,0,;15.05,29.2,40,0,;12.8,32.1,35,0,;12.2,32.9,33,0,
|  | SPSA | SPSA | VS100R-METAL | [66 empty] | 100 SP |  |  |  |  | 50.2,0,0,0,;50,13,20,0,;49.6,21,30,0,;48.8,32,40,0,;48.1,39,45,0,;46.8,49,50,0,;43.9,68,55,0,;40.7,83.5,56,0,;35.5,104.5,55,0,
|  | SPSA | SPSA | VS100R-RUBBER | [66 empty] | 100 SPR |  |  |  |  | 51.9,0,0,0,;51.25,17.5,30,0,;50.8,26,40,0,;50,38,50,0,;49.2,47,55,0,;47.3,62.3,60,0,;42.8,84.8,62,0,;37,106,60,0,
|  | SPSA | SPSA | VS150S-METAL | [66 empty] | 150 SP |  |  |  |  | 37.3,0,0,0,;37.2,22,20,0,;36.86,35.2,30,0,;36,54,40,0,;35.35,65,45,0,;34.15,82,50,0,;33.45,90.5,52,0,;29.2,135.5,55,0,;24.4,181,51.89,0,
|  | SPSA | SPSA | VS200S-METAL | [66 empty] | 200 SP |  |  |  |  | 40.8,0,0,0,;39.2,52,30,0,;38.4,75,40,0,;37.15,105.5,50,0,;35.2,141,58,0,;33.5,172,62,0,;30.1,228,64,0,;26.05,292,61.95,0,
|  | SPSA | SPSA | VS40P-METAL | [66 empty] | 40 SP;40 SP;40 SP;40 SP;40 SP;40 SP;40 SP;40 SP;40 SP;40 SP |  |  |  |  | 5.9,0,0,0,;5.7,2.1,20,0,;5.1,3.8,30,0,;4.2,5.7,33,0,;3.3,7.4,31,0,¦8.7,0,0,0,;8.2,2.1,20,0,;7.6,4,30,0,;6.5,6.6,35,0,;5.9,7.5,35.75,0,;4.9,8.8,34.98,0,¦11.7,0,0,0,;11.1,2.2,20,0,;10.4,4.1,30,0,;9.4,5.9,35,0,;8.3,7.8,37.87,0,;6.6,10.3,35,0,¦15.3,0,0,0,;14.8,2.3,20,0,;13.9,4.3,30,0,;13,5.7,35,0,;10.8,9,38.95,0,;8.6,11.8,35,0,¦19.2,0,0,0,;18.6,2.3,20,0,;17.7,4.4,30,0,;16.9,5.7,35,0,;15.4,8,40,0,;13.7,10.1,41.25,0,;12.1,12,40,0,;10.9,13.2,35.65,0,¦23.7,0,0,0,;23.1,2.4,20,0,;22.1,4.5,30,0,;21.5,5.6,35,0,;19.9,7.9,40,0,;17,11.3,41.58,0,;14,14.3,39.97,0,¦28.8,0,0,0,;28,2.5,20,0,;26.9,4.6,30,0,;24.7,7.9,40,0,;20.6,12.4,42.55,0,;16.7,16.2,40,0,¦34.4,0,0,0,;33.6,2.6,20,0,;32.4,4.7,30,0,;31.7,5.8,35,0,;29.9,7.9,40,0,;24.5,13.5,43.87,0,;19.8,17.8,39.97,0,¦40.4,0,0,0,;39.4,2.7,20,0,;38.2,4.8,30,0,;37.4,6,35,0,;35.6,8.1,40,0,;28.9,14.7,43.95,0,;23.2,19.3,40,0,¦46.8,0,0,0,;45.7,2.8,20,0,;44.6,4.85,30,0,;43.5,6.25,35,0,;41.3,8.55,40,0,;33.3,15.65,44.5,0,;27,20.7,40,0,
|  | SPSA | SPSA | VS40P-RUBBER | [66 empty] | 40 SPR |  |  |  |  | 40.6,0,0,0,;39.3,2.9,20,0,;37.5,5.2,30,0,;35.8,6.8,35,0,;32.2,9.6,40,0,;30,11.1,40.5,0,;28,12.3,40,0,;22.2,15.6,35,0,
|  | SPSA | SPSA | VS65Q-METAL | [66 empty] | 65 SP-M |  |  |  |  | 48.8,0,0,0,;48.5,7.1,25,0,;47.35,12.3,35,0,;46.65,14.1,40,0,;45,17.9,45,0,;43.5,21.2,48,0,;41.8,24.4,50,0,;39,29.3,51,0,;35.5,35,50,0,;32.5,40.1,48,0,
|  | SPSA | SPSA | VS65Q-RUBBER | [66 empty] | 65 SPR;65 SPR;65 SPR;65 SPR;65 SPR;65 SPR;65 SPR |  |  |  |  | 6.9,0,0,0,;6.9,2.1,20,0,;6.7,4,30,0,;6.6,6,40,0,;6.4,7.7,45,0,;5.6,11.5,46,0,;4.4,15.3,45,0,¦11.7,0,0,0,;11.6,2.7,20,0,;11.5,4.9,30,0,;11,7.7,40,0,;10.6,10,45,0,;9.4,14.6,47,0,;7.6,19.5,45,0,¦17.6,0,0,0,;17.5,3.2,20,0,;17.1,5.9,30,0,;16.6,9.4,40,0,;16,12.2,45,0,;14.6,17,50,0,;14.3,18.1,50.1,0,;13.7,19.1,50,0,;11.4,24.2,45,0,¦24.5,0,0,0,;24.3,4,20,0,;24,7,30,0,;23.2,11.2,40,0,;22.5,14.2,45,0,;21,18.7,50,0,;19.8,21.5,50.2,0,;18.8,23.4,50,0,;15.6,28.7,45,0,¦32.6,0,0,0,;32.3,4.8,20,0,;31.8,8.2,30,0,;30.9,12.7,40,0,;30.1,16,45,0,;28.2,21,50,0,;26.3,24.9,50.3,0,;24.9,27.1,50,0,;20.6,33,45,0,¦41.9,0,0,0,;41.6,5.6,20,0,;41.1,9.5,30,0,;40.1,14.3,40,0,;38.8,17.9,45,0,;36.5,23.7,50,0,;34,28,50.4,0,;32.1,30.8,50,0,;26.6,37.4,45,0,¦49.8,0,0,0,;49.4,6.2,20,0,;48.8,10.5,30,0,;47.5,15.4,40,0,;46,19.5,45,0,;43,26,50,0,;40.6,30.1,50.5,0,;38,33.7,50,0,;31.7,40.5,45,0,
|  | SPSA | SPSA | VT100R-METAL | [66 empty] | VT100R-METAL |  |  |  |  | 29.1,0,0,0,;28.9,7,20,0,;28.7,12.1,30,0,;28.3,19.2,40,0,;27.5,28,50,0,;26.6,36,55,0,;23.8,51.8,58,0,;21.5,61.6,55,0,
|  | SPSA | SPSA | VT150R-METAL | [66 empty] | VT150R-METAL |  |  |  |  | 25.2,0,0,0,;25.3,20.2,20,0,;25.1,32.1,30,0,;24.7,48.4,40,0,;24.1,59.5,45,0,;23.4,71.6,50,0,;21.8,92.1,55,0,;20,109.9,56,0,;18.4,122.7,55,0,
|  | SPSA | SPSA | VT200S-METAL | [66 empty] | VT200S-METAL |  |  |  |  | 26.6,0,0,0,;25.9,40.1,30,0,;25.2,64.6,40,0,;23.9,102.3,50,0,;22.1,148.9,55,0,;20.8,176.7,55.7,0,;19.2,205.4,55,0,
|  | SPSA | SPSA | VT50Q-METAL | [66 empty] | VT50Q-METAL |  |  |  |  | 30.2,0,0,0,;30,2.6,20,0,;29.6,4.5,30,0,;28.4,7.3,40,0,;27,9.5,45,0,;25,12,47,0,;22.7,14.2,45,0,
|  | SPSA | SPSA | VT80Q-METAL | [66 empty] | VT80Q-METAL |  |  |  |  | 29.4,0,0,0,;28.9,6.5,20,0,;28.5,10.4,30,0,;27.9,15,40,0,;26.8,22.2,50,0,;25.6,28.7,55,0,;23.9,36.2,57,0,;22.5,41,54.98,0,
|  | SPSA | SPSA | WHP100-400PE | [66 empty] | 100 PCH-M |  |  |  |  | 132.5,0,0,4.7,;131.2,22.5,40,4.7,;129.2,32,50,5.5,;123.5,46.5,60,5.9,;115,61.7,65,6.5,;104,77.7,67,7.9,;90.3,94.7,65,9.4,;76,110.8,60,10.6,
|  | SPSA | SPSA | WHP100-500PE | [66 empty] | 100 PCH-M |  |  |  |  | 132.5,0,0,4.7,;131.2,22.5,40,4.7,;129.2,34,50,5.5,;123.5,46.5,60,5.9,;115,61.7,65,6.5,;104,77.7,67,7.9,;90.3,94.7,65,9.4,;76,110.8,60,10.6,
|  | SPSA | SPSA | WHP125-330P | [66 empty] | WHP125-330P |  |  |  |  | 142.7,0,0,3.2,;148.4,17.5,35,4,;150,32.8,50,4.5,;149.4,41.1,57,5.4,;148.1,48.9,62,5.9,;145.7,56.9,66,6.5,;142.7,66.1,69,7.2,;139,73.2,70.5,7.8,;131.1,85.3,71.5,8.5,;120.8,98.5,70.5,9,;114.1,105.6,69,9.5,;104.3,114.6,66,10,;100.7,117.9,64,10.4,
|  | SPSA | SPSA | WHP150-400PE | [66 empty] | 100 PCH-M |  |  |  |  | 80,0,0,2.9,;79.1,29,40,2.9,;77.9,42.9,50,3,;75.7,61.6,60,3.4,;71.1,89.8,70,4.5,;68.3,102.6,73,5.2,;60.3,133.4,76,7.6,;50.6,163.1,73,10.6,
|  | SPSA | SPSA | WHP150-440Q | [66 empty] | WHP150-440Q;WHP150-440Q;WHP150-440Q |  |  |  |  | 28.4,0,0,0,;30.1,15.2,30,0,;30.3,26.9,50,0,;30.3,36.7,60,0,;30.1,48.4,68,0,;29.2,58.7,72,0,;28.4,67,74,0,;27,75.8,74.7,0,;25.7,83.7,74,0,;23.7,92.5,72,0,;21.2,102.3,69,0,¦74.2,0,0,0,;77.2,22.5,30,0,;78.6,42.1,50,0,;78.6,56.8,60,0,;77.8,74.9,68,0,;76.4,89,72,0,;74.8,99.8,74,0,;72.6,110.1,75,0,;70.3,120.8,75.7,0,;67.3,130.6,75,0,;64.3,140.4,74,0,;60.1,152.6,72,0,;54.1,167.3,69,0,¦141.2,0,0,3,;146.8,32.8,35,4,;148.7,57.2,50,4.7,;149,77.8,60,4.9,;147.3,101.8,68,6.8,;144.8,120.4,72,7.4,;142.1,134.5,74,7.6,;139.3,145.8,75,7.7,;133.5,165.4,75.7,9.8,;125.2,186.4,75,9.7,;120.3,197.2,74,10.9,;112.8,212.3,72,11.4,;104,228,69,12,
|  | SPSA | SPSA | WHP150-500PF | [66 empty] | 150 PCH-M |  |  |  |  | 132.5,0,0,3.9,;131,47,50,3.9,;128.2,70.5,60,4.3,;124.9,85.5,65,4.7,;118.1,109.5,70,5.6,;104,150,73,7.6,;82.5,194,70,11,
|  | SPSA | SPSA | WHP200-500PF | [66 empty] | WHP200-500PF |  |  |  |  | 79.4,0,0,3.4,;80.2,64.1,50,3.4,;79.4,85.9,60,3.6,;76.9,124.6,70,4.1,;73.6,157.3,75,4.7,;71.3,176.6,77,5.3,;61.3,237.7,79,7.7,;50.4,290.9,77,10.5,
|  | SPSA | SPSA | WHP200-550R | [66 empty] | WHP200-550R;WHP200-550R;WHP200-550R |  |  |  |  | 16.7,0,0,0,;17.2,20.4,40,0,;17.5,36.9,50,0,;17.2,51,60,0,;17,69.8,68,0,;15.5,97.3,70,0,;12.8,126.3,68,0,¦83.6,0,0,0,;87.4,43.9,40,0,;88,69,50,0,;88.3,93.3,60,0,;87.4,120,68,0,;86.2,145.1,73,0,;84.2,167.8,76,0,;80.9,195.3,78,0,;76.7,222,78.6,0,;72.3,248.6,78,0,;66.3,276.9,76,0,;60.7,302,73,0,¦144.2,0,0,2.9,;149.3,52.5,40,3.9,;150.8,87.1,50,4.7,;151.1,117.6,60,5.4,;150.2,153.7,68,6.1,;148.1,185.9,73,6.8,;144.5,216.5,76,7.6,;139.5,254.1,78,8.4,;132,293.3,78.6,9,;123.4,331.8,78,9.5,;112.4,372.5,76,10,;103.2,400,72,10.5,
|  | SPSA | SPSA | 26/22-MD550G-M | [66 empty] | 26/22-MD550G-M;26/22-MD550G-M;26/22-MD550G-M |  |  |  |  | 14.4,0,0,2.1,;14.5,377.2,60,2.3,;14.3,515,70,2.5,;14,664.7,78,2.5,;13.5,754.5,81,2.6,;12.9,880.2,84,2.9,;11.7,1096,86,3.2,;10.6,1281,84,3,;9.8,1401,80.9,3.3,¦36.7,0,0,0,;37.1,616.8,60,0,;36.4,826.3,70,0,;35.2,1072,78,0,;34.4,1210,81,0,;33,1407,84,0,;30,1743,86,0,;27,2054,84,11.6,;25.2,2234,80.9,11.9,¦51.8,0,0,8,;51.9,730.5,60,8.6,;51.2,982,70,9,;49.4,1270,78,9.5,;48.5,1443,81,10.1,;46.2,1677,84,10.5,;42.2,2066,86,11.4,;37.9,2437,84,12,;35.5,2653,80.9,12,
|  | SPSA | SPSA | 26/22-MD550G-R | [66 empty] | 26/22-MD550G-R;26/22-MD550G-R;26/22-MD550G-R |  |  |  |  | 14.6,0,0,2.1,;15,267.5,50,2.4,;15,345.3,60,2.6,;14.9,462.1,70,2.6,;14.8,544.7,75,2.7,;14.6,651.8,80,2.7,;13.9,822,85,2.9,;12.4,1119,88,3.3,;10.6,1362,84.9,3.7,¦28.6,0,0,0,;29.3,374.5,50,0,;29.4,491.2,60,0,;29.1,656.6,70,0,;29,758.8,75,0,;28.4,909.5,80,0,;27.1,1143,85,0,;24.2,1561,88,0,;20.7,1912,84.8,0,¦41.8,0,0,6.3,;43.2,452.3,50,6.7,;43,598.2,60,7.2,;42.9,797.7,70,7.4,;42.3,929,75,7.5,;41.7,1109,80,7.7,;40,1396,85,8.2,;35.6,1897,88,9.5,;30.6,2325,84.8,10.6,
|  | SPSA | SPSA | 26/22-MD550TU-M | [66 empty] | 26/22-MD550G-M;26/22-MD550G-M;26/22-MD550G-M |  |  |  |  | 14.4,0,0,2.1,;14.5,377.2,60,2.3,;14.3,515,70,2.5,;14,664.7,78,2.5,;13.5,754.5,81,2.6,;12.9,880.2,84,2.9,;11.7,1096,86,3.2,;10.6,1281,84,3,;9.8,1401,80.9,3.3,¦36.7,0,0,0,;37.1,616.8,60,0,;36.4,826.3,70,0,;35.2,1072,78,0,;34.4,1210,81,0,;33,1407,84,0,;30,1743,86,0,;27,2054,84,11.6,;25.2,2234,80.9,11.9,¦51.8,0,0,8,;51.9,730.5,60,8.6,;51.2,982,70,9,;49.4,1270,78,9.5,;48.5,1443,81,10.1,;46.2,1677,84,10.5,;42.2,2066,86,11.4,;37.9,2437,84,12,;35.5,2653,80.9,12,

## PumpOG
INDEX_NO | PumpFilter1 | PumpFilter2 | PumpFilter3 | PumpFilter4 | PumpFilter5 | PumpFilter6 | PumpFilter7 | PumpFilter8 | PumpFilter9 | PumpFilter10 | AltRange | AltModel | CURVES | CURVES_E | CURVES_NP | POINTS | AVAILABLE | BORE | SHAFT | ANGLE_TRIM | COUPLING | SLURRY | MSTAGE | PER_STAGE | VARN | VARD | VAR | EFF | FULL_NP | IMP_IMP | MOTOR_IMP | NP_DOWN | UNIT_FLOW | CON_FLOW | UNIT_HEAD | CON_HEAD | Q_MIN | Q_MAX | USER_EOC_MIN | USER_EOC_MAX | KW_MIN | KW_MAX | HD_MAX | HD_MIN | MAX_EFF | MinAllow | MaxAllow | BEP_FLOW | BEP_HEAD | BEP_KW | BEP_NP | SO_HEAD | SO_KW | NS | NSS | B_DIAM | EFF1 | EFF2 | EFF3 | MIN_IMP | MAX_IMP | IMP_TRACKWIDTH | IMP_EYEDIAM | MIN_SPEED | MAX_SPEED | MIN_STAGES | MAX_STAGES | MIN_TEMP | MAX_TEMP | MIN_VISC | MAX_VISC | N_TEST | D_TEST | N_GRAPH | MTF_FLOW | M_NAME | M_KWM | M_IMP | M_HEAD0 | M_FLOW0 | M_FLOWMIN | M_HEAD | M_KW | M_FLOW |  | M_NP | M_COQ | M_COH | M_COE | M_CON | M_SO_KW | NEW_VER | MAX_STG2 | MAX_SOLID | D_PIPE | CURVE_NO | FRAME | EXPEL1 | EXPEL2 | MAXP_W | MAXP_S | PRESS_FACT | MAXP_BEARING | PDF_NAME | PD | VISC | ExternalNotes | InternalNotes | DesignerNotes | WarningNotes | PumpExtra0 | PumpExtra1 | PumpExtra2 | PumpExtra3 | PumpExtra4 | PumpExtra5 | PumpExtra6 | PumpExtra7 | PumpExtra8 | PumpExtra9 | PumpExtra10 | PumpExtra11 | PumpExtra12 | PumpExtra13 | PumpExtra14 | PumpExtra15 | PumpExtra16 | PumpExtra17 | PumpExtra18 | PumpExtra19 | PumpExtra20 | PumpExtra21 | PumpExtra22 | PumpExtra23 | PumpExtra24 | PumpExtra25 | PumpExtra26 | PumpExtra27 | PumpExtra28 | PumpExtra29 | PumpExtra30 | PumpExtra31 | PumpExtra32 | PumpExtra33 | PumpExtra34 | PumpExtra35 | PumpExtra36 | PumpExtra37 | PumpExtra38 | PumpExtra39 | M_COISO | M_INCISO | M_TOPISO | M_BOTISO | Polynomial | M_EFF | M_DIAM | M_MULTI | M_PLOT | X_MIN | X_MAX | X_INT | X_1 | X_2 | H_MIN | H_MAX | H_INT | H_1 | H_2 | E_MIN | E_MAX | E_INT | E_1 | E_2 | KW_MIN1 | KW_MAX1 | KW_1 | KW_2 | KW_INT | NP_MIN | NP_MAX | NP_INT | NP_1 | NP_2 | N_MIN | N_MAX | N_INT | CURVE_CREATED_DATE | CURVE_REV_DETAILS | CREATED_BY | UPDATED_BY | BUILD_DESIGNATION | CASING_MOUNTING | SUCT_DIAM | DIS_DIAM | MAX_CW | CURVE_REV | CURVE_DATE | Image | GA | DesignNotes | CON_KW | M_KW0 | M_KW1 | M_NP1 | ORDER1 | ORDER2 | ORDER3 | ORDER4 | M_LABEL | M_LINE | M_KWISO | M_NPISO | MIN_ORFD | MAX_ORFD | QMIN_HEAD | 120BEP_HEAD | 120BEP_KW | CURVE_APPROVED_BY | CURVE_APPROVED_DATE | PumpExtra40 | PumpExtra41 | PumpExtra42 | PumpExtra43 | PumpExtra44 | PumpExtra45 | PumpExtra46 | PumpExtra47 | PumpExtra48 | PumpExtra49 | PumpExtra50 | PumpExtra51 | PumpExtra52 | PumpExtra53 | PumpExtra54 | PumpExtra55 | PumpExtra56 | PumpExtra57 | PumpExtra58 | PumpExtra59 | PumpExtra60 | PumpExtra61 | PumpExtra62 | PumpExtra63 | PumpExtra64 | PumpExtra65 | PumpExtra66 | PumpExtra67 | PumpExtra68 | PumpExtra69 | MAX_EFF_DB | BEP_FLOW_DB | BEP_HEAD_DB | BEP_KW_DB | BEP_NP_DB | M_EFFISO | ISO_ERROR | ISO_MULTIPLIER | ISO_TOP | ISO_BOT | UNIT_PRESSURE | M_SPEED | M_CAL | M_GRAPH_MODE | M_GRAPH_IMG_PATH | OrfBEP | DBL_SUCTION | SELF_PRIMING | BEOC_KW | BEOC_NP | BEP_CURVENO
2 AF-M | SPSA | SLURRY | OPEN | AF | METAL | 5 | WPG2AF31 | WARMAN | N/A |  | AF | 2 AF-M | 1 | 1 | 1 | 7 | 2 | 0 | 0 | 0 | NULL | 1 | 0 | 0 | 1 | 0 | 1 | NULL | 0 | 0 | 0 | 0 | l/sec | 1 | m | 1 | 2.6 | 14.2 | 0 | 0 | 0 | 0 | 30.15 | 22.8 | 46.91 | 0 | 0 | 12.02 | 25.01 | 6.28 | 0 | 30.15 | 0 | 18 | 0 | 0 | 0 | 0 | 0 | 0 | 0 | 0 | 0 | 800 | 1800 | 0 | 0 | 0 | 0 | 0 | 0 | 1800 | 228 | NULL | 0 | 2 AF-M |  | 1800 | 30.15 | 14.2 | NULL | 30.15;29.95;29.5;28.35;27;25;22.8 | 0;20;30;40;45;47;45 | 0;2.6;4.5;7.25;9.6;12;14.2 | PumpFilter2,SLURRY,SLURRY |  | 1 | 30.152 .00754 -.0331063 -.000176159 -7.015E-06 | 0.002 9.44679 -0.7765408 0.041264318-0.001247287 | 0 0 0 0 0 |  | NULL | NULL | 35 | 0 | VF50 (5) |  |  |  | 0 | 0 | 0 | 0 | curves\af\2 af-m | 0 | 0 |  |  |  |  | 2 AF | BAF2127 | 50 | [5 empty] | QV | 30 | 0 | 0 | 0 | 0 | [26 empty] | NULL | NULL | NULL | NULL | 4 | NULL |  |  |  | 0 | 0 | 0 | 0 | 0 | 0 | 0 | 0 | 0 | 0 | 0 | 0 | 0 | 0 | 0 | 0 | 0 | 0 | 0 | 0 | 0 | 0 | 0 | 0 | 0 | NULL | NULL | NULL | 44648 | Curve loaded from Warman / Weir printed curve | Gugu Khoza | Pieter du Plessis |  |  | 76 | 51 | 0 | A | 44648 |  |  |  | NULL | NULL | NULL | NULL | NULL | NULL | NULL | NULL | NULL | NULL |  |  | 0 | 0 | 29.94 | 22.54 | 7.16 |  | NULL | [30 empty] | 0 | 0 | 0 | 0 | 0 | 20;30;40;45;47; | 0 | 0 | 0 | 0 | bar a | 800;1000;1200;1400;1600;1800 |  | 0 |  | NULL | 0 | NULL | 7.05 | 0 | 1
3 AF-M | SPSA | SLURRY | OPEN | AF | METAL | 5 | WPG3AF31 | WARMAN | N/A |  | AF | 3 AF-M | 1 | 1 | 1 | 8 | 2 | 0 | 0 | 0 | NULL | 1 | 0 | 0 | 1 | 0 | 1 | NULL | 0 | 0 | 0 | 0 | l/sec | 1 | m | 1 | 6.3 | 40 | 0 | 0 | 0 | 0 | 29.5 | 22.5 | 56.68 | 0 | 0 | 34.25 | 24.06 | 14.25 | 0 | 29.5 | 0 | 26 | 0 | 0 | 0 | 0 | 0 | 0 | 0 | 0 | 0 | 700 | 1500 | 0 | 0 | 0 | 0 | 0 | 0 | 1500 | 267 | NULL | 0 | 3 AF-M |  | 1500 | 29.5 | 40 | NULL | 29.5;28.9;28.5;27.9;26.8;25.5;23.8;22.5 | 0;20;30;40;50;55;57;55 | 0;6.3;10.35;15;22.2;28.6;35.1;40 |  |  | 5 | 29.504 -.5241 .056773 -.022697513 .001260996 | -0.03 18.16803 -1.9086488 0.102655657-0.005036493 | 0 0 0 0 0 |  | NULL | NULL | 38 | 0 | VF80 (5) |  |  |  | 0 | 0 | 0 | 0 | curves\af\3 af-m | 0 | 0 |  |  |  |  | 3 AF | CAF3127 | 80 | [5 empty] | QV | 30 | 0 | 0 | 0 | 0 | [26 empty] | NULL | NULL | NULL | NULL | 4 | NULL |  |  |  | 0 | 0 | 0 | 0 | 0 | 0 | 0 | 0 | 0 | 0 | 0 | 0 | 0 | 0 | 0 | 0 | 0 | 0 | 0 | 0 | 0 | 0 | 0 | 0 | 0 | NULL | NULL | NULL | 44648 | Curve loaded from Warman / Weir printed curve | Gugu Khoza | Pieter du Plessis |  |  | 76.2 | 76 | 0 | A | 44648 |  |  |  | NULL | NULL | NULL | NULL | NULL | NULL | NULL | NULL | NULL | NULL |  |  | 0 | 0 | 28.89 | 22.18 | 16.44 |  | NULL | [30 empty] | 0 | 0 | 0 | 0 | 0 | 20;30;40;50;55;57; | 0 | 0 | 0 | 0 | bar a | 700;900;1100;1300;1500;1500 |  | 0 |  | NULL | 0 | NULL | 16.04 | 0 | 1
4 AF-M | SPSA | SLURRY | OPEN | AF | METAL | 5 | WPG4AF31 | WARMAN | N/A |  | AF | 4 AF-M | 1 | 1 | 1 | 8 | 2 | 0 | 0 | 0 | NULL | 1 | 0 | 0 | 1 | 0 | 1 | NULL | 0 | 0 | 0 | 0 | l/sec | 1 | m | 1 | 7 | 62 | 0 | 0 | 0 | 0 | 29.5 | 21.3 | 58.15 | 0 | 0 | 49.83 | 24.13 | 20.27 | 0 | 29.5 | 0 | 23 | 0 | 0 | 0 | 0 | 0 | 0 | 0 | 0 | 0 | 500 | 1100 | 0 | 0 | 0 | 0 | 0 | 0 | 1100 | 381 | NULL | 0 | 4 AF-M |  | 1100 | 29.5 | 62 | NULL | 29.5;28.8;28.6;28.2;27.45;26.45;23.7;21.3 | 0;20;30;40;50;55;58;55 | 0;7;12.2;19.1;27.8;36;52;62 |  |  | 5 | 29.468 -.50128 .0821462 -.012479172 .000390048 | 0.206 16.02869 -1.7999602 0.111659393-0.003390102 | 0 0 0 0 0 |  | NULL | NULL | 55 | 0 | VF100 (5) |  |  |  | 0 | 0 | 0 | 0 | curves\af\4 af-m | 0 | 0 |  |  |  |  | 4 AF | RAF4127 | 100 | [5 empty] | RV | 75 | 0 | 0 | 0 | 0 | [26 empty] | NULL | NULL | NULL | NULL | 4 | NULL |  |  |  | 0 | 0 | 0 | 0 | 0 | 0 | 0 | 0 | 0 | 0 | 0 | 0 | 0 | 0 | 0 | 0 | 0 | 0 | 0 | 0 | 0 | 0 | 0 | 0 | 0 | NULL | NULL | NULL | 44648 | Curve loaded from Warman / Weir printed curve | Gugu Khoza | Pieter du Plessis |  |  | 152 | 102 | 0 | A | 44648 |  |  |  | NULL | NULL | NULL | NULL | NULL | NULL | NULL | NULL | NULL | NULL |  |  | 0 | 0 | 28.89 | 21.86 | 22.84 |  | NULL | [30 empty] | 0 | 0 | 0 | 0 | 0 | 20;30;40;50;55;58; | 0 | 0 | 0 | 0 | bar a | 500;600;700;800;900;1000;1100 |  | 0 |  | NULL | 0 | NULL | 23.54 | 0 | 1
6 AF-M | SPSA | SLURRY | OPEN | AF | METAL | 5 | WPG6AF31 | WARMAN | N/A |  | AF | 6 AF-M | 1 | 1 | 1 | 9 | 2 | 0 | 0 | 0 | NULL | 1 | 0 | 0 | 1 | 0 | 1 | NULL | 0 | 0 | 0 | 0 | l/sec | 1 | m | 1 | 20 | 124 | 0 | 0 | 0 | 0 | 25.18 | 18.25 | 55.76 | 0 | 0 | 109.13 | 20.06 | 38.49 | 0 | 25.18 | 0 | 24 | 0 | 0 | 0 | 0 | 0 | 0 | 0 | 0 | 0 | 350 | 700 | 0 | 0 | 0 | 0 | 0 | 0 | 700 | 540 | NULL | 0 | 6 AF-M |  | 700 | 25.18 | 124 | NULL | 25.18;25.27;25.1;24.6;24.15;23.3;21.76;20;18.25 | 0;20;30;40;45;50;55;56;55 | 0;20;33;47.7;58.3;72.7;93.3;109;124 |  |  | 10 | 25.184 .15933 -.0602478 .000732081 -4.4993E-05 | -0.02 11.36445 -0.712349 0.016491273-0.000328763 | 0 0 0 0 0 |  | NULL | NULL | 55 | 0 | VF150 (5) |  |  |  | 0 | 0 | 0 | 0 | curves\af\6 af-m | 0 | 0 |  |  |  |  | 6 AF | SAF6127 | 150 | [5 empty] | RV | 75 | SV | 110 | 0 | 0 | [26 empty] | NULL | NULL | NULL | NULL | 4 | NULL |  |  |  | 0 | 0 | 0 | 0 | 0 | 0 | 0 | 0 | 0 | 0 | 0 | 0 | 0 | 0 | 0 | 0 | 0 | 0 | 0 | 0 | 0 | 0 | 0 | 0 | 0 | NULL | NULL | NULL | 44648 | Curve loaded from Warman / Weir printed curve | Gugu Khoza | Pieter du Plessis |  |  | 203 | 152 | 0 | A | 44648 |  |  |  | NULL | NULL | NULL | NULL | NULL | NULL | NULL | NULL | NULL | NULL |  |  | 0 | 0 | 25.27 | 17.26 | 41.03 |  | NULL | [30 empty] | 0 | 0 | 0 | 0 | 0 | 20;30;40;45;50;55;56; | 0 | 0 | 0 | 0 | bar a | 350;400;450;500;550;600;650;700 |  | 0 |  | NULL | 0 | NULL | 40.34 | 0 | 1
20/18-HDM450G-RUBBER | SPSA | SLURRY | CLOSED | AH | RUBBER | 5 | WPG2018AH32 |  | WIP |  |  |  | 3 | 3 | 1 | 9 | 2 | 0 | 0 | 0 | NULL | 1 | 0 | 0 | 1 | 0 | 1 | 1 | 0 | 0 | 0 | 0 | l/sec | 1 | m | 1 | 8.89 | 70.27 | 0 | 0 | 0 | 900 | 14.9 | 10.6 | 82.08 | 0 | 0 | 1332.33 | 35.42 | 563.68 | 7.96 | 45.4 | 0 | 29 | 88 | 0 | 0 | 0 | 0 | 0 | 0 | 0 | 0 | 200 | 350 | 0 | 0 | 0 | 0 | 0 | 0 | 360 | 1372 | NULL | 0 | 20/18-HDM450G-RUBBER;20/18-HDM450G-RUBBER;20/18-HDM450G-RUBBER |  | 200.00 275.00 350.00 | 14.9 28 45.4 | 911.2 1253 1603 | NULL | 14.9;14.9;14.8;14.7;14.3;13.9;13;11.9;10.6¦28;28.1;28;27.7;27;26.2;24.6;22.3;19.8¦45.4;45.4;45.2;44.7;43.7;42.6;39.8;35.9;32.1 | 0;40;50;60;70;75;80;82;80¦0;40;50;60;70;75;80;82;80¦0;40;50;60;70;75;80;82;80 | 0;115.3;167.4;252.9;334.7;416.5;576.4;728.9;911.2¦0;171.1;245.5;342.1;461.2;569;773.6;1012;1253¦0;219.4;316.1;431.4;587.6;721.5;974.4;1298;1603 |  | 0.9;0.9;0.9;1.1;1.2;1.4;1.9;2.6;3.4¦0;0;0;0;0;0;0;0;0¦2.6;2.6;2.7;3;3.5;4.1;5.5;7.7;10.1 | 25 100 100 | 14.895 .02876 -.0058599 3.137E-05 5.21E-07 27.99 .32671 -.1511125 .008107264 -.000182877 45.386 .22914 -.0945354 .000647033 7.0824E-05 | 0.474 10.68737 -0.6000358 0.016358409 -0.00017288 0.21 29.17064 -4.2724331 0.30343515-0.008597166 0.185 22.70739 -2.5613331 0.139390356-0.003032344 | 0.891 -0.00499 0.0016591 4.3919E-05 -9.27E-07 0 0 0 0 0 2.603 -0.12091 0.0536482-0.001192844 8.512E-06 | 0.00 0.00 0.00 | NULL | NULL | 130 | 0 |  |  |  |  | 0 | 0 | 0 | 0 |  | 0 | 0 |  |  |  |  | WPG 2018AH32 | HDM450147G-RU | 20/18 | [5 empty] | GAM | 600 | GGAM | 900 | H | 1450 | [26 empty] | NULL | NULL | NULL | NULL | 4 | NULL | 0 0 0 0 0 0 0 0 | 0 0 0 0 0 0 0 0 0 0 0 0 0 0 0 0 | 1.1111e+27 | 0 | 1800 | 9 | 1 | 2 | 0 | 50 | 5 | 1 | 5 | 0 | 0 | 0 | 0 | 0 | 0 | 0 | 0 | 0 | 0 | 0 | 0 | 0 | 0 | 0 | NULL | NULL | NULL | 45097 |  | Pieter du Plessis | Pieter du Plessis | 0 | 0 | 508 | 457.2 | 0 |  | 45098 |  |  |  | NULL | NULL | NULL | NULL | NULL | NULL | NULL | NULL | NULL | NULL |  |  | 0 | 0 | 45.53 | 32.16 | 629.74 |  | NULL | [30 empty] | 0 | 0 | 0 | 0 | 0 | 40.0 50.0 60.0 70.0 75.0 80.0 0.0 0.0 | 0 | 0 | 0 | 0 | bar a | 200 225 250 275 300 325 350 0 | 49;533;0;1800¦461;11;0;50¦¦616;504;0;12 | 2 | 20_18-HDM450G-RUBBER.png | NULL | 0 | NULL | 630.59 | 10.1 | 3
10 AHF-M | SPSA | SLURRY | OPEN | AHF | METAL | 8 | WPG10AHF30 | WARMAN | N/A |  | AHF | 10 AHF-M | 1 | 1 | 1 | 8 | 2 | 0 | 0 | 0 | NULL | 1 | 0 | 0 | 1 | 0 | 1 | NULL | 0 | 0 | 0 | 0 | l/sec | 1 | m | 1 | 130 | 750 | 0 | 0 | 0 | 0 | 73 | 54.2 | 77.94 | 0 | 0 | 619.29 | 61.98 | 482.86 | 7.94 | 73 | 0 | 28 | 133 | 0 | 0 | 0 | 0 | 0 | 0 | 0 | 0 | 400 | 800 | 0 | 0 | 0 | 0 | 0 | 0 | 800 | 800 | NULL | 0 | 10 AHF-M |  | 800 | 73 | 750 | NULL | 73;73.13;73.1;72.6;71.25;68.5;62;54.2 | 0;40;50;60;70;75;78;75 | 0;130;180;251;362;459;620;750 |  | 2.5;2.5;3;4;5;6;8;11 | 25 | 72.994 .04219 .0046468 -.001374498 1.5899E-05 | 0.003 10.22832 -0.5645459 0.016107987-0.000195913 | 2.478 -0.20613 0.0569788 -0.0027951 4.8033E-05 |  | NULL | NULL | 0 | 0 | HDF250 (8) |  |  |  | 0 | 2100 | 0 | 0 | curves\ahf\10 ahf-m | 0 | 0 |  |  |  |  | 10 AHF | GAHF10053QU1 | 250 | [5 empty] | FM | 260 | FFM | 425 | G | 600 | [26 empty] | NULL | NULL | NULL | NULL | 4 | NULL |  |  |  | 0 | 0 | 0 | 0 | 0 | 0 | 0 | 0 | 0 | 0 | 0 | 0 | 0 | 0 | 0 | 0 | 0 | 0 | 0 | 0 | 0 | 0 | 0 | 0 | 0 | NULL | NULL | NULL | 44648 | Curve loaded from Warman / Weir printed curve | Gugu Khoza | Pieter du Plessis |  |  | 254 | 508 | 0 | A | 44648 |  |  |  | NULL | NULL | NULL | NULL | NULL | NULL | NULL | NULL | NULL | NULL |  |  | 0 | 0 | 73.16 | 54.66 | 528.68 |  | NULL | [30 empty] | 0 | 0 | 0 | 0 | 0 | 40;50;60;70;75;78; | 0 | 0 | 0 | 0 | bar a | 400;450;500;550;600;650;700;750;800 |  | 0 |  | NULL | 0 | NULL | 531.37 | 0 | 1
2 AHF-M | SPSA | SLURRY | OPEN | AHF | METAL | 4 | WPG2AHF30 | WARMAN | N/A |  | AHF | 2 AHF-M | 1 | 1 | 1 | 10 | 2 | 0 | 0 | 0 | NULL | 1 | 0 | 0 | 1 | 0 | 1 | NULL | 0 | 0 | 0 | 0 | l/sec | 1 | m | 1 | 6.1 | 39.8 | 0 | 0 | 0 | 0 | 57 | 48.5 | 57.1 | 0 | 0 | 33.66 | 50.62 | 29.25 | 15.45 | 57 | 0 | 25 | 61 | 0 | 0 | 0 | 0 | 0 | 0 | 0 | 0 | 1000 | 2600 | 0 | 0 | 0 | 0 | 0 | 0 | 2600 | 224 | NULL | 0 | 2 AHF-M |  | 2600 | 57 | 39.8 | NULL | 57;56.95;56.5;56.1;55.6;54.9;54;52.5;50.8;48.5 | 0;20;30;35;40;45;50;55;57;55 | 0;6.1;10;12.4;15;18;21.5;27;33.25;39.8 |  | 1.6;1.6;2.15;2.5;2.85;3.34;4;6.6 | 5 | 56.989 .48084 -.4624397 .056453688 -.002858407 | 0.046 18.62652 -2.106916 0.141923648-0.007830994 | 1.601 -0.96592 1.1294553-0.319578918 0.032458602 |  | NULL | NULL | 0 | 0 | HDF50 (4) |  |  |  | 0 | 2100 | 0 | 0 | curves\ahf\2 ahf-m | 0 | 0 |  |  |  |  | 2 AHF | CAHF2056QU1 | 50 | [5 empty] | C | 30 | CC | 55 | 0 | 0 | [26 empty] | NULL | NULL | NULL | NULL | 4 | NULL |  |  |  | 0 | 0 | 0 | 0 | 0 | 0 | 0 | 0 | 0 | 0 | 0 | 0 | 0 | 0 | 0 | 0 | 0 | 0 | 0 | 0 | 0 | 0 | 0 | 0 | 0 | NULL | NULL | NULL | 44648 | Curve loaded from Warman / Weir printed curve | Gugu Khoza | Pieter du Plessis |  |  | 132 | 51 | 0 | A | 44648 |  |  |  | NULL | NULL | NULL | NULL | NULL | NULL | NULL | NULL | NULL | NULL |  |  | 0 | 0 | 56.98 | 48.28 | 35.09 |  | NULL | [30 empty] | 0 | 0 | 0 | 0 | 0 | 20;30;35;40;45;50;55; | 0 | 0 | 0 | 0 | bar a | 1000;1200;1400;1600;1800;2000;2200;2400;2600 |  | 0 |  | NULL | 0 | NULL | 34.41 | 0 | 1
3 AHF-M | SPSA | SLURRY | OPEN | AHF | METAL | 4 | WPG3AHF30 | WARMAN | N/A |  | AHF | 3 AHF-M | 1 | 1 | 1 | 11 | 2 | 0 | 0 | 0 | NULL | 1 | 0 | 0 | 1 | 0 | 1 | NULL | 0 | 0 | 0 | 0 | l/sec | 1 | m | 1 | 10 | 85 | 0 | 0 | 0 | 0 | 52.8 | 44.4 | 61.76 | 0 | 0 | 62.86 | 48.94 | 48.83 | 7.9 | 52.8 | 0 | 30 | 117 | 0 | 0 | 0 | 0 | 0 | 0 | 0 | 0 | 800 | 2200 | 0 | 0 | 0 | 0 | 0 | 0 | 2200 | 257 | NULL | 0 | 3 AHF-M |  | 2200 | 52.8 | 85 | NULL | 52.8;53.3;53.5;53.5;53.3;53;52.5;51.3;49;46.8;44.4 | 0;20;30;40;45;50;55;60;62;60;55 | 0;10;16.3;24.4;29;34;40.8;50.2;62.3;73.1;85 |  | 1.1;1.1;1.9;2.55;2.9;3.4;4;4.9 | 5 | 52.81 .26297 .0007277 -.006522072 .000226885 | 0.173 10.91508 -0.6117917 0.014331562-0.000292896 | 1.083 -0.31765 0.2486281-0.031683685 0.001379965 |  | NULL | NULL | 0 | 0 | HDF80 (4) |  |  |  | 0 | 2100 | 0 | 0 | curves\ahf\3 ahf-m | 0 | 0 |  |  |  |  | 3 AHF | DAHF3056QU1 | 80 | [5 empty] | CM | 30 | CCM | 55 | D | 60 | [26 empty] | NULL | NULL | NULL | NULL | 4 | NULL |  |  |  | 0 | 0 | 0 | 0 | 0 | 0 | 0 | 0 | 0 | 0 | 0 | 0 | 0 | 0 | 0 | 0 | 0 | 0 | 0 | 0 | 0 | 0 | 0 | 0 | 0 | NULL | NULL | NULL | 44648 | Curve loaded from Warman / Weir printed curve | Gugu Khoza | Pieter du Plessis |  |  | 76.2 | 76 | 0 | A | 44648 |  |  |  | NULL | NULL | NULL | NULL | NULL | NULL | NULL | NULL | NULL | NULL |  |  | 0 | 0 | 53.29 | 46.3 | 57.41 |  | NULL | [30 empty] | 0 | 0 | 0 | 0 | 0 | 20;30;40;45;50;55;60; | 0 | 0 | 0 | 0 | bar a | 800;1000;1200;1400;1600;1800;2000;2200 |  | 0 |  | NULL | 0 | NULL | 67.27 | 0 | 1
4 AHF-M | SPSA | SLURRY | OPEN | AHF | METAL | 4 | WPG4AHF30 | WARMAN | N/A |  | AHF | 4 AHF-M | 1 | 1 | 1 | 9 | 2 | 0 | 0 | 0 | NULL | 1 | 0 | 0 | 1 | 0 | 1 | NULL | 0 | 0 | 0 | 0 | l/sec | 1 | m | 1 | 15.5 | 136.2 | 0 | 0 | 0 | 0 | 68.8 | 56.9 | 65.83 | 0 | 0 | 112.48 | 61.05 | 102.27 | 5.82 | 68.8 | 0 | 25 | 143 | 0 | 0 | 0 | 0 | 0 | 0 | 0 | 0 | 500 | 1600 | 0 | 0 | 0 | 0 | 0 | 0 | 1600 | 388 | NULL | 0 | 4 AHF-M |  | 1600 | 68.8 | 136.2 | NULL | 68.8;66.8;66.05;65.5;64.8;64;63.2;60.8;56.9 | 0;20;30;40;50;60;64;66;64 | 0;15.5;24.4;37.6;50;73.5;91;114.3;136.2 |  | 1.8;1.8;2.07;2.3;2.7;3.6;4.7;5.9 | 10 | 68.779 -1.56025 .223878 -.014283658 .000114173 | 0.02 14.58126 -1.113496 0.037417156-0.000655933 | 1.777 0.04602 0.0115112 0.004186208-0.000242973 |  | NULL | NULL | 0 | 0 | HDF100 (4) |  |  |  | 0 | 2100 | 0 | 0 | curves\ahf\4 ahf-m | 0 | 0 |  |  |  |  | 4 AHF | EAHF4056QU1 | 100 | [5 empty] | D | 60 | DD | 110 | E | 120 | [26 empty] | NULL | NULL | NULL | NULL | 4 | NULL |  |  |  | 0 | 0 | 0 | 0 | 0 | 0 | 0 | 0 | 0 | 0 | 0 | 0 | 0 | 0 | 0 | 0 | 0 | 0 | 0 | 0 | 0 | 0 | 0 | 0 | 0 | NULL | NULL | NULL | 44648 | Curve loaded from Warman / Weir printed curve | Gugu Khoza | Pieter du Plessis |  |  | 289 | 102 | 0 | A | 44648 |  |  |  | NULL | NULL | NULL | NULL | NULL | NULL | NULL | NULL | NULL | NULL |  |  | 0 | 0 | 66.85 | 57.17 | 117.83 |  | NULL | [30 empty] | 0 | 0 | 0 | 0 | 0 | 20;30;40;50;60;64;66; | 0 | 0 | 0 | 0 | bar a | 500;700;900;1100;1300;1500;1600 |  | 0 |  | NULL | 0 | NULL | 118.72 | 0 | 1
6 AHF-M | SPSA | SLURRY | OPEN | AHF | METAL | 4 | WPG6AHF30 | WARMAN | N/A |  | AHF | 6 AHF-M | 1 | 1 | 1 | 10 | 2 | 0 | 0 | 0 | NULL | 1 | 0 | 0 | 1 | 0 | 1 | NULL | 0 | 0 | 0 | 0 | l/sec | 1 | m | 1 | 60 | 376 | 0 | 0 | 0 | 0 | 60.8 | 44.8 | 63.26 | 0 | 0 | 309.4 | 56.92 | 272.94 | 7.61 | 60.8 | 0 | 30 | 134 | 0 | 0 | 0 | 0 | 0 | 0 | 0 | 0 | 400 | 1100 | 0 | 0 | 0 | 0 | 0 | 0 | 1100 | 552 | NULL | 0 | 6 AHF-M |  | 1100 | 60.8 | 376 | NULL | 60.8;62.05;62.15;62.15;62;61.3;59.9;56;49.2;44.8 | 0;30;40;50;55;60;62;63.5;62;60 | 0;60;90;137.5;171;215;270.5;317;360;376 |  | 2.8;2.8;3;3.49;3.85;4.8;6;8 | 25 | 60.768 1.19329 -.3484254 .041935044 -.00190701 | -0.018 16.34694 -1.8223482 0.108044201-0.002754578 | 2.805 -0.19002 0.0955121-0.009364207 0.000437904 |  | NULL | NULL | 0 | 0 | HDF150 (4) |  |  |  | 0 | 2100 | 0 | 0 | curves\ahf\6 ahf-m | 0 | 0 |  |  |  |  | 6 AHF | FAHF6056QU1 | 150 | [5 empty] | EM | 120 | EEM | 225 | F | 260 | [26 empty] | NULL | NULL | NULL | NULL | 4 | NULL |  |  |  | 0 | 0 | 0 | 0 | 0 | 0 | 0 | 0 | 0 | 0 | 0 | 0 | 0 | 0 | 0 | 0 | 0 | 0 | 0 | 0 | 0 | 0 | 0 | 0 | 0 | NULL | NULL | NULL | 44648 | Curve loaded from Warman / Weir printed curve | Gugu Khoza | Pieter du Plessis |  |  | 356 | 152 | 0 | A | 44648 |  |  |  | NULL | NULL | NULL | NULL | NULL | NULL | NULL | NULL | NULL | NULL |  |  | 0 | 0 | 62.14 | 46.23 | 277.13 |  | NULL | [30 empty] | 0 | 0 | 0 | 0 | 0 | 30;40;50;55;60;62;63.5; | 0 | 0 | 0 | 0 | bar a | 400;600;800;1000;1100 |  | 0 |  | NULL | 0 | NULL | 275.24 | 0 | 1
8 AHF-M | SPSA | SLURRY | OPEN | AHF | METAL | 8 | WPG8AHF30 | WARMAN | N/A |  | AHF | 8 AHF-M | 1 | 1 | 1 | 9 | 2 | 0 | 0 | 0 | NULL | 1 | 0 | 0 | 1 | 0 | 1 | NULL | 0 | 0 | 0 | 0 | l/sec | 1 | m | 1 | 100 | 620 | 0 | 0 | 0 | 0 | 62.2 | 42.7 | 71.29 | 0 | 0 | 423.86 | 54.59 | 318.22 | 8.02 | 62.2 | 0 | 26 | 109 | 0 | 0 | 0 | 0 | 0 | 0 | 0 | 0 | 400 | 800 | 0 | 0 | 0 | 0 | 0 | 0 | 800 | 715 | NULL | 0 | 8 AHF-M |  | 800 | 62.2 | 620 | NULL | 62.2;62.2;62;61.3;60.6;58.3;55;49.3;42.7 | 0;40;50;60;65;70;71.5;70;65 | 0;100;140;198;245;335;415;520;620 |  | 2.5;2.5;3;4;5;6;8;11;0 | 25 | 62.214 .01328 .00237 -.002513109 4.4999E-05 | -0.006 13.38526 -0.9666864 0.032920758-0.000461441 | 2.484 -0.32139 0.1092623-0.006965208 0.000163678 | 0 | NULL | NULL | 0 | 0 | HDF200 (8) |  |  |  | 0 | 2100 | 0 | 0 | curves\ahf\8 ahf-m | 0 | 0 |  |  |  |  | 8 AHF | FAHF8053QU1 | 200 | [5 empty] | FM | 260 | FFM | 425 | G | 600 | [26 empty] | NULL | NULL | NULL | NULL | 4 | NULL | 0 0 0 0 0 0 0 0 | 0 0 0 0 0 0 0 0 0 0 0 0 0 0 0 0 | 1.1111e+31 | 0 | 0 | 0 | 0 | 0 | 0 | 0 | 0 | 0 | 0 | 0 | 0 | 0 | 0 | 0 | 0 | 0 | 0 | 0 | 0 | 0 | 0 | 0 | 0 | 0 | NULL | NULL | NULL | 44648 | Curve loaded from Warman / Weir printed curve | Gugu Khoza | Pieter du Plessis |  |  | 203 | 455 | 0 | A | 44690 |  |  |  | NULL | NULL | NULL | NULL | NULL | NULL | NULL | NULL | NULL | NULL |  |  | 0 | 0 | 62.16 | 50.01 | 354.44 |  | NULL | [30 empty] | 0 | 0 | 0 | 0 | 0 | 40.0 50.0 60.0 65.0 70.0 71.5 0.0 0.0 | 0 | 0 | 0 | 0 | bar a | 400 500 550 600 650 700 750 800 | ¦¦¦ | 0 |  | NULL | 0 | NULL | 399.31 | 0 | 1
AL20MG-460 | SPSA | SLURRY | CLOSED | AL | METAL | 4 |  |  | WIP |  |  |  | 3 | 3 | 1 | 12 | 2 | 0 | 0 | 0 | NULL | 1 | 0 | 0 | 1 | 0 | 1 | 1 | 0 | 0 | 0 | 0 | l/sec | 1 | m | 1 | 81.8 | 300 | 0 | 0 | 0 | 0 | 102.1 | 67.7 | 72.15 | 0 | 0 | 222.78 | 81.45 | 246.56 | 9.12 | 102.1 | 0 | 28 | 144 | 0 | 0 | 0 | 0 | 460 | 460 | 460 | 50 | 600 | 1600 | 0 | 0 | 0 | 0 | 0 | 0 | 1600 | 460 | NULL | 0 | AL20MG-460;AL20MG-460;AL20MG-460 |  | 600.00 1350.00 1600.00 | 14.1 71.8 102.1 | 124.6 260.3 300 | NULL | 14.1;14.1;13.3;12.9;12.5;11.6;11.6;10;8.7¦71.8;70.6;68.9;67.2;64.8;62.3;57.7;53.1;49;46.5¦102.1;99.2;96.3;93.8;90.9;88;84.7;81.4;78;74.3;69.7;67.7 | 0;50;60;65;69;71;71.5;71;68¦0;50;60;65;69;73;71.1;71;69;68¦0;50;60;65;69;71;72;72.4;72;71;69;68 | 0;30.4;43.4;52.7;63.8;76.9;93.6;108.5;124.6¦0;68.8;94.8;114.7;137.6;157.4;191.5;222.5;249.8;260.3¦0;81.8;113.4;135.7;161.8;182.9;201.4;221.3;244.2;264;290.1;300 |  | 1.2;1.1;1.1;1.1;1.2;1.3;1.6;1.8;2.2¦6;5.9;6;5.7;5.5;5.7;6.7;8.2;9.8;10.5¦8.7;8.5;8.3;7.9;7.8;8;8.5;9.1;10.1;11.2;13.2;13.9 | 10 25 25 | 14.111 .59782 -.2991066 .034302241 -.001362988 71.788 .82068 -.5172454 .029496215 -.000918237 102.102 .07837 -.31258 .002764903 .000240099 | 0.006 24.42908 -3.1893524 0.196451817-0.005029482 0.024 25.11229 -2.8637228 0.113204986-0.000912509 0.006 21.99576 -2.4343122 0.124315112-0.002906178 | 1.201 -0.04725 -0.0003347 0.001506306 -5.3248E-05 5.985 0.69725 -0.3670413 0.050920949 -0.00173615 8.694 0.62261 -0.3060652 0.035462328 -0.00093691 | 0.00 0.00 0.00 | NULL | NULL | 69 | 0 | PC370 rev 1 | MG |  |  | 0 | 21 | 0 | 0 |  | 0 | 0 | [5 empty] | AL200145ME-CR | 200 mm | 200 mm |  |  |  |  | AL005ME | 300 | [30 empty] | NULL | NULL | NULL | NULL | 4 | NULL | 460 460 460 460 460 460 460 460 | 0 0 0 0 0 0 0 0 0 0 0 0 0 0 0 0 | 1.1111e+31 | 0 | 0 | 0 | 0 | 0 | 0 | 0 | 0 | 0 | 0 | 0 | 0 | 0 | 0 | 0 | 0 | 0 | 0 | 0 | 0 | 0 | 0 | 0 | 0 | 0 | NULL | NULL | NULL | 45484 |  | TAS ONLINE | TAS ONLINE | 0 | 0 | 200 | 200 | 0 |  | 45485 |  |  |  | NULL | NULL | NULL | NULL | NULL | NULL | NULL | NULL | NULL | NULL |  |  | 0 | 0 | 101.74 | 73.72 | 272.64 |  | NULL | [30 empty] | 0 | 0 | 0 | 0 | 0 | 50.0 60.0 65.0 69.0 71.0 72.0 0.0 0.0 | 0 | 0 | 0 | 0 | bar a | 600 750 900 1050 1200 1350 1500 1600 | 40;524;0;300¦283;18;0;110¦¦628;505;0;15 | 2 | AL20MG-460.png | NULL | 0 | NULL | 292.82 | 13.9 | 3
150 C5-M | SPSA | SLURRY | CLOSED | C5 | METAL | 4 | FP5CHP | WARMAN | N/A |  | C5 | 150 C5-M | 1 | 1 | 1 | 8 | 2 | 0 | 0 | 0 | NULL | 1 | 0 | 0 | 1 | 0 | 1 | NULL | 0 | 0 | 0 | 0 | l/sec | 1 | m | 1 | 40 | 180 | 0 | 0 | 0 | 0 | 118 | 82.5 | 70.21 | 0 | 0 | 141.09 | 104.29 | 205.46 | 7.08 | 118 | 0 | 18 | 138 | 0 | 0 | 0 | 0 | 0 | 0 | 0 | 0 | 1000 | 1600 | 0 | 0 | 0 | 0 | 0 | 0 | 1600 | 550 | NULL | 0 | 150 C5-M |  | 1600 | 118 | 180 | NULL | 118;124;124.5;122.7;120.5;109.4;89;82.5 | 0;50;60;64;66;70;66;0 | 0;40;59.8;80;92;129.5;169.5;180 |  | 2.5;2.5;2.5;2.6;2.8;5.67;10;10 | 10 | 117.996 2.31911 -.1803017 -.005623261 .000132715 | -0.024 20.86305 -2.6645207 0.163469853 -0.00385412 | 2.472 0.62866 -0.230187 0.024325088-0.000675292 |  | NULL | NULL | 6 | 0 | DW150C (4) |  |  |  | 0 | 6990 | 0 | 0 | curves\c5\150 c5-m | 0 | 0 |  |  |  |  | 150 C5 | IMPC5 | 150C | [5 empty] | C5 | 300 | 0 | 0 | 0 | 0 | [26 empty] | NULL | NULL | NULL | NULL | 4 | NULL |  |  |  | 0 | 0 | 0 | 0 | 0 | 0 | 0 | 0 | 0 | 0 | 0 | 0 | 0 | 0 | 0 | 0 | 0 | 0 | 0 | 0 | 0 | 0 | 0 | 0 | 0 | NULL | NULL | NULL | 44648 | Curve loaded from Warman / Weir printed curve | Gugu Khoza | Pieter du Plessis |  |  | 203.2 | 152.4 | 0 | A | 44648 |  |  |  | NULL | NULL | NULL | NULL | NULL | NULL | NULL | NULL | NULL | NULL |  |  | 0 | 0 | 124.06 | 89.19 | 224.03 |  | NULL | [30 empty] | 0 | 0 | 0 | 0 | 0 | 50;60;64;66;70; | 0 | 0 | 0 | 0 | bar a | 1000;1100;1200;1300;1400;1500;1600 |  | 0 |  | NULL | 0 | NULL | 0 | 0 | 1
CP150i 285 | SPSA | DEWATERING | OPEN | DIESEL DRIVEN | METAL | - | - | SPSA | WIP |  |  |  | 1 | 1 | 1 | 8 | 2 | 0 | 0 | 0 | NULL | 1 | 0 | 0 | 1 | 0 | 1 | 1 | 1 | 0 | 0 | 0 | l/sec | 1 | m | 1 | 26.3 | 173.3 | 0 | 0 | 0 | 0 | 59.9 | 22.6 | 75.82 | 0 | 0 | 129.2 | 40.07 | 66.94 | 4.58 | 59.9 | 0 | 50 | 253 | 0 | 0 | 0 | 0 | 0 | 0 | 0 | 0 | 1400 | 2200 | 0 | 0 | 0 | 0 | 0 | 0 | 2200 | 285 | NULL | 0 | CP150i |  | 2200 | 59.9 | 165.3 | NULL | 59.9;57.4;53.9;50.8;45.6;40.3;32.9;27.8 | 0;30;53;65;74;75;74;68.93 | 0;26.3;54.9;78.8;105.5;127.7;153.1;165.3 |  | 1.5;1.5;1.6;2.3;3.2;4.5;6.1;6.8 | 10 | 59.891 -.8315 -.047216 .001667029 -.000171976 | -0.057 13.61879 -0.8856632 0.033222542 -0.00085437 | 1.502 0.00397 -0.0148438 0.004319097 -0.00013668 | 0 | NULL | NULL | 77 | 0 |  |  |  |  | 0 | 0 | 0 | 0 |  | 0 | 0 | [13 empty] | 70 | [30 empty] | NULL | NULL | NULL | NULL | 4 | NULL | 0 0 0 0 0 0 0 0 | 0 0 0 0 0 0 0 0 0 0 0 0 0 0 0 0 | 1.1111e+19 | 0 | 0 | 0 | 0 | 0 | 0 | 0 | 0 | 0 | 0 | 0 | 0 | 0 | 0 | 0 | 0 | 0 | 0 | 0 | 0 | 0 | 0 | 0 | 0 | 0 | NULL | NULL | NULL | 45321 |  | TAS ONLINE | TAS ONLINE | 0 | 0 | 150 | 150 | 0 |  | 46160 |  |  |  | NULL | NULL | NULL | NULL | NULL | NULL | NULL | NULL | NULL | NULL |  |  | 0 | 0 | 57.4 | 31.93 | 66.8 |  | NULL | [30 empty] | 0 | 0 | 0 | 0 | 0 | 53.0 65.0 72.0 74.0 0.0 0.0 0.0 0.0 | 0 | 0 | 0 | 0 | bar a | 1400 1600 1800 2000 2200 0 0 0 | 49;544;0;200¦524;38;0;65¦¦599;524;0;10 | 2 | CP150i_285.png | NULL | 0 | 0 | 65.36 | 0 | 1
HH130i | SPSA | SLURRY | OPEN | DIESEL DRIVEN | RUBBER | - | - | SPSA | WIP |  |  |  | 2 | 2 | 1 | 7 | 2 | 0 | 0 | 0 | NULL | 1 | 0 | 0 | 1 | 0 | 1 | 1 | 1 | 0 | 0 | 0 | l/sec | 1 | m | 1 | 20.2 | 87.9 | 0 | 0 | 0 | 0 | 148.4 | 86.3 | 60.08 | 0 | 0 | 61.01 | 130.52 | 129.95 | 2.38 | 148.4 | 0 | 13 | 258 | 0 | 0 | 0 | 0 | 0 | 0 | 0 | 0 | 1400 | 2000 | 0 | 0 | 0 | 0 | 0 | 0 | 2000 | 465 | NULL | 0 | HH130i;HH130i |  | 1800.00 2000.00 | 120.2 148.4 | 79.6 87.9 | NULL | 120.2;116.5;112.3;106.7;101;93.7;86.3¦148.4;144;141.7;132.6;123.6;115.4;106.4 | 0;38.45;57.69;58;59;54.58;48¦0;41.41;52.79;59.45;60;56;52 | 0;20.2;39.3;52.8;61.9;71.3;79.6¦0;22;34.2;57.1;71.1;79.4;87.9 |  | 0;0;0;0;0;0;0¦1.5;1.7;1.7;2.5;3;3.7;6.5 | 5 5 | 120.204 -1.47814 .2375264 -.027233778 .000611685 148.394 -1.3515 .1463752 -.015171591 .000197835 | -0.062 12.65459 -0.81049 0.016252474-0.000207169 -0.02 14.01992 -1.2647921 0.057351752-0.001206941 | 0 0 0 0 0 1.525 -0.4757 0.1724101 -0.01747358 0.000574455 | 0.00 0.00 | NULL | NULL | 30 | 0 |  |  |  |  | 0 | 0 | 0 | 0 |  | 0 | 0 | [44 empty] | NULL | NULL | NULL | NULL | 4 | NULL | 0 0 0 0 0 0 0 0 | 0 0 0 0 0 0 0 0 0 0 0 0 0 0 0 0 | 1.1111e+31 | 0 | 0 | 0 | 0 | 0 | 0 | 0 | 0 | 0 | 0 | 0 | 0 | 0 | 0 | 0 | 0 | 0 | 0 | 0 | 0 | 0 | 0 | 0 | 0 | 0 | NULL | NULL | NULL | 45323 |  | TAS ONLINE | TAS ONLINE | 0 | 0 | 150 | 150 | 0 |  | 45345 |  |  |  | NULL | NULL | NULL | NULL | NULL | NULL | NULL | NULL | NULL | NULL |  |  | 0 | 0 | 144.38 | 121.45 | 148.62 |  | NULL | [30 empty] | 0 | 0 | 0 | 0 | 0 | 55.0 57.0 58.0 59.0 0.0 0.0 0.0 0.0 | 0 | 0 | 0 | 0 | bar a | 1400 1500 1600 1700 1700 1800 1900 2000 | 43;537;0;100¦601;34;0;160¦¦600;529;0;10 | 2 | HH130i.png | NULL | 0 | NULL | 176.33 | 6.5 | 2
HL160M | SPSA | DEWATERING | OPEN | DIESEL DRIVEN | RUBBER | - | - | SPSA | WIP |  |  |  | 1 | 1 | 1 | 11 | 2 | 0 | 0 | 0 | NULL | 1 | 0 | 0 | 1 | 0 | 1 | 1 | 1 | 0 | 0 | 0 | m^3/hr | 0.2777 | m | 1 | 100.6 | 486.1 | 0 | 0 | 0 | 0 | 188.4 | 108.4 | 61.67 | 0 | 0 | 339.39 | 161.07 | 241.32 | 3.14 | 188.4 | 0 | 14 | 260 | 0 | 0 | 0 | 0 | 435 | 508 | 0 | 0 | 1200 | 2000 | 0 | 0 | 0 | 0 | 0 | 0 | 2000 | 508 | NULL | 0 | HL160M |  | 2000 | 188.4 | 486.1 | NULL | 188.4;186.3;184.2;176.8;168.4;161.1;153.7;142.1;131.6;120;108.4 | 0;33;50;58;61;62;61;59;56;52;47.8 | 0;100.6;187.4;251.6;303;335.1;368.3;404.7;440;464.7;486.1 |  | 2.2;2.2;2.3;2.4;2.8;3.1;3.5;4;4.5;4.9;5.4 | 25 | 188.217 .03936 -.0484947 -.005553978 -.000142785 | 0.006 10.37565 -0.6216927 0.021404689-0.000532624 | 2.199 0.04185 -0.0162472 0.001788589 -3.2608E-05 | 0 | NULL | NULL | 35 | 0 |  |  |  |  | 0 | 0 | 0 | 0 |  | 0 | 0 | [44 empty] | NULL | NULL | NULL | NULL | 4 | NULL | 0 0 0 0 0 0 0 0 | 0 0 0 0 0 0 0 0 0 0 0 0 0 0 0 0 | 1.1111e+19 | 0 | 0 | 0 | 0 | 0 | 0 | 0 | 0 | 0 | 0 | 0 | 0 | 0 | 0 | 0 | 0 | 0 | 0 | 0 | 0 | 0 | 0 | 0 | 0 | 0 | NULL | NULL | NULL | 45327 |  | TAS ONLINE | TAS ONLINE |  |  | 0 | 0 | 0 |  | 45345 |  |  |  | NULL | NULL | NULL | NULL | NULL | NULL | NULL | NULL | NULL | NULL |  |  | 0 | 0 | 187.19 | 141.92 | 266.4 |  | NULL | [30 empty] | 0 | 0 | 0 | 0 | 0 | 48.0 52.0 55.0 58.0 61.0 0.0 0.0 0.0 | 0 | 0 | 0 | 0 | bar a | 1200 1400 1600 1800 2000 0 0 0 | 34;501;0;500¦208;18;0;200¦¦614;521;0;6 | 2 | HL160M.png | NULL | 0 | NULL | 300.13 | 0 | 1
HL225M | SPSA | SLURRY | OPEN | DIESEL DRIVEN | RUBBER | - | - | SPSA | WIP |  |  |  | 1 | 1 | 1 | 10 | 2 | 0 | 0 | 0 | NULL | 1 | 0 | 0 | 1 | 0 | 1 | 1 | 1 | 0 | 0 | 0 | m^3/hr | 0.2777 | m | 1 | 136.7 | 831.6 | 0 | 0 | 0 | 0 | 114.3 | 78.3 | 70.52 | 0 | 0 | 694.64 | 91.91 | 246.48 | 4.77 | 114.3 | 0 | 30 | 272 | 0 | 0 | 0 | 0 | 440 | 360 | 0 | 0 | 1200 | 2000 | 0 | 0 | 0 | 0 | 0 | 0 | 2000 | 440 | NULL | 0 | HL225M |  | 2000 | 114.3 | 831.6 | NULL | 114.3;112.3;107.5;101.4;95.3;92.6;89.8;87.1;83.7;78.3 | 0;25;45;60;68;70;71;70;68;65 | 0;136.7;279.1;440.5;600;674.1;732.9;770.9;801.3;831.6 |  | 2.4;2.3;2.4;2.5;3.9;4.6;5.2;5.7;6;6.7 | 25 | 114.15 .53659 -.1896653 .00928703 -.000150896 | -0.164 5.62648 -0.1956952 0.005418318 -8.5087E-05 | 2.394 0.01777 -0.0078666 0.00055916 -6.774E-06 | 0 | NULL | NULL | 65 | 0 |  |  |  |  | 0 | 0 | 0 | 0 |  | 0 | 0 | [44 empty] | NULL | NULL | NULL | NULL | 4 | NULL | 0 0 0 0 0 0 0 0 | 0 0 0 0 0 0 0 0 0 0 0 0 0 0 0 0 | 1.1111e+19 | 0 | 0 | 0 | 0 | 0 | 0 | 0 | 0 | 0 | 0 | 0 | 0 | 0 | 0 | 0 | 0 | 0 | 0 | 0 | 0 | 0 | 0 | 0 | 0 | 0 | NULL | NULL | NULL | 45327 |  | TAS ONLINE | TAS ONLINE | 0 | 0 | 0 | 0 | 0 |  | 45345 |  |  |  | NULL | NULL | NULL | NULL | NULL | NULL | NULL | NULL | NULL | NULL |  |  | 0 | 0 | 112.8 | 78.94 | 273.25 |  | NULL | [30 empty] | 0 | 0 | 0 | 0 | 0 | 25.0 45.0 60.0 65.0 68.0 70.0 0.0 0.0 | 0 | 0 | 0 | 0 | bar a | 1200 1400 1600 1800 2000 0 0 0 | 30;504;0;900¦204;13;0;130¦¦614;521;0;8 | 2 | HL225M.png | NULL | 0 | NULL | 272.73 | 0 | 1
HL250M | SPSA | DEWATERING | OPEN | DIESEL DRIVEN | RUBBER | - | 95-1114-1098 | SPSA | WIP |  |  |  | 1 | 1 | 1 | 11 | 2 | 0 | 0 | 0 | NULL | 1 | 0 | 0 | 1 | 0 | 1 | 1 | 1 | 0 | 0 | 0 | m^3/hr | 0.2777 | m | 1 | 358.6 | 1224 | 0 | 0 | 0 | 0 | 123.4 | 38.4 | 74.87 | 0 | 0 | 863.3 | 92.07 | 289.04 | 3.6 | 123.4 | 0 | 33 | 375 | 0 | 0 | 0 | 0 | 360 | 440 | 0 | 0 | 1200 | 2000 | 0 | 0 | 0 | 0 | 0 | 0 | 2000 | 440 | NULL | 0 | HL250M |  | 2000 | 123.4 | 1224 | NULL | 123.4;121.2;118.2;112.9;103.1;92.6;81.3;71.5;61.7;50.4;38.4 | 0;28;50;65;72;75;72;68;62;52;40.99 | 0;159.7;358.6;540.7;700.4;843.3;958.2;1056;1126;1182;1224 |  | 2;2;2;2.2;2.8;3.5;4.2;5;5.5;6;6.4 | 100 | 122.888 1.09106 -1.0114503 .112680105 -.006724493 | -0.194 22.31012 -3.2667622 0.328812206-0.015318539 | 2.006 0.02167 -0.0352495 0.009033729-0.000319837 | 0 | NULL | NULL | 65 | 0 |  |  |  |  | 0 | 0 | 0 | 0 |  | 0 | 0 | [44 empty] | NULL | NULL | NULL | NULL | 4 | NULL | 0 0 0 0 0 0 0 0 | 0 0 0 0 0 0 0 0 0 0 0 0 0 0 0 0 | 1.1111e+19 | 0 | 0 | 0 | 0 | 0 | 0 | 0 | 0 | 0 | 0 | 0 | 0 | 0 | 0 | 0 | 0 | 0 | 0 | 0 | 0 | 0 | 8 | 4 | 1 | 2 | NULL | NULL | NULL | 45321 |  | TAS ONLINE | TAS ONLINE | 0 | 0 | 0 | 0 | 0 |  | 45345 |  |  |  | NULL | NULL | NULL | NULL | NULL | NULL | NULL | NULL | NULL | NULL |  |  | 0 | 0 | 122.47 | 73.47 | 298.25 |  | NULL | [30 empty] | 0 | 0 | 0 | 0 | 0 | 41.0 50.0 65.0 72.0 0.0 0.0 0.0 0.0 | 0 | 0 | 0 | 0 | bar a | 1200 1400 1600 1800 2000 0 0 0 | 44;508;0;1300¦216;30;0;140¦¦616;525;0;8 | 2 | HL250M.png | NULL | 0 | NULL | 312.18 | 0 | 1
PAC H108 | SPSA | SLURRY | OPEN | DIESEL DRIVEN | RUBBER | - | - | SPSA | WIP |  |  |  | 1 | 1 | 1 | 8 | 2 | 0 | 0 | 0 | NULL | 1 | 0 | 0 | 1 | 0 | 1 | 1 | 1 | 0 | 0 | 0 | m^3/hr | 0.2777 | m | 1 | 233.2 | 1560 | 0 | 0 | 0 | 276 | 109.4 | 10.4 | 81.22 | 0 | 0 | 1211.19 | 60.56 | 245.88 | 6.36 | 109.4 | 0 | 48 | 261 | 0 | 0 | 0 | 0 | 0 | 0 | 0 | 0 | 1200 | 1800 | 0 | 0 | 0 | 0 | 0 | 0 | 1800 | 425 | NULL | 0 | PAC H108 |  | 1800 | 109.4 | 1556 | NULL | 109.4;96;90.8;82.5;73.8;62.5;52.1;44.8 | 0;60;70;75;79;82;79;74.8 | 0;381.9;526.6;707.5;908.5;1166;1403;1556 |  | 2.8;2.9;2.6;3.2;4.5;5.9;7.9;9.1 | 100 | 109.376 -2.66635 -.2596158 .017635566 -.000453996 | 0.005 26.06281 -3.4615981 0.221660255-0.005594518 | 2.818 -0.02083 -0.028383 0.007662608 -0.00026288 | 0 | NULL | NULL | 89 | 0 |  |  |  |  | 0 | 0 | 0 | 0 |  | 0 | 0 | [44 empty] | NULL | NULL | NULL | NULL | 4 | NULL | 0 0 0 0 0 0 0 0 | 0 0 0 0 0 0 0 0 0 0 0 0 0 0 0 0 | 1111111111111110 | 0 | 0 | 0 | 0 | 0 | 0 | 0 | 0 | 0 | 0 | 0 | 0 | 0 | 0 | 0 | 0 | 0 | 0 | 0 | 0 | 0 | 0 | 0 | 0 | 0 | NULL | NULL | NULL | 45328 |  | TAS ONLINE | TAS ONLINE |  |  | 0 | 0 | 0 |  | 45345 |  |  |  | NULL | NULL | NULL | NULL | NULL | NULL | NULL | NULL | NULL | NULL |  |  | 0 | 0 | 96.29 | 49.67 | 250.45 |  | NULL | [30 empty] | 0 | 0 | 0 | 0 | 0 | 60.0 70.0 75.0 78.0 80.0 0.0 0.0 0.0 | 0 | 0 | 0 | 0 | bar a | 1200 1400 1600 1800 0 0 0 0 | 66;464;0;1600¦587;107;0;100¦¦586;491;0;10 | 2 | PAC_H108_.png | NULL | 0 | NULL | 253.72 | 0 | 1
PAC H108 BACK | SPSA | SLURRY | OPEN | DIESEL DRIVEN | RUBBER | - | - | SPSA | WIP |  |  |  | 4 | 4 | 1 | 8 | 2 | 0 | 0 | 0 | NULL | 0 | 0 | 0 | 1 | 0 | 1 | 1 | 1 | 0 | 0 | 0 | m^3/hr | 0.2777 | m | 1 | 233.2 | 1560 | 0 | 0 | 0 | 0 | 109.4 | 10.4 | 81.22 | 0 | 0 | 1211.19 | 60.56 | 245.88 | 6.36 | 109.4 | 0 | 48 | 261 | 0 | 0 | 0 | 0 | 0 | 0 | 0 | 0 | 1200 | 1800 | 0 | 0 | 0 | 0 | 0 | 0 | 1800 | 425 | NULL | 0 | PAC H108 BACK;PAC H108 BACK;PAC H108 BACK;PAC H108 BACK |  | 1200.00 1400.00 1600.00 1800.00 | 48.8 66.2 86 109.4 | 1266 1423 1552 1556 | NULL | 48.8;43.1;41;38.3;34.2;27.9;22.1;17.9;10.4¦66.2;58.1;55.4;51;45.4;38.1;30.2;26.5;17.3¦86;75.8;71.9;65.4;58.5;48.5;40.4;35;27.5¦109.4;96;90.8;82.5;73.8;62.5;52.1;44.8 | 0;60;70;75;79;82;79;75;59¦0;60;70;75;79;82;79;75;57¦0;60;70;75;79;82;79;75;71¦0;60;70;75;79;82;79;74.8 | 0;233.2;321.6;426.1;554.8;771.9;964.8;1085;1266¦0;297.5;385.9;514.6;671.4;900.5;1118;1226;1423¦0;353.8;462.3;619.1;783.9;1045;1262;1391;1552¦0;381.9;526.6;707.5;908.5;1166;1403;1556 |  | 0;0;0;0;0;0;79;0;0¦0;0;0;0;0;0;0;0;0¦2.6;2.7;2.1;2.5;3.5;4.9;6.5;7.6;8.9¦2.8;2.9;2.6;3.2;4.5;5.9;7.9;9.1 | 100 100 100 100 | 48.765 -1.92707 -.2289179 .025735989 -.001147583 66.192 -1.88446 -.3700055 .038131144 -.001390225 85.986 -1.40422 -.5555037 .048070736 -.001423578 109.376 -2.66635 -.2596158 .017635566 -.000453996 | 0.146 39.79613 -7.5546531 0.655843751-0.021997753 -0.019 33.05449 -5.3616357 0.412874865-0.012618282 0.061 26.55533 -3.3263745 0.192858046-0.004505582 0.005 26.06281 -3.4615981 0.221660255-0.005594518 | 0 0 0 0 0 0 0 0 0 0 2.63 -0.06721 -0.0269581 0.008133121 -0.00028664 2.818 -0.02083 -0.028383 0.007662608 -0.00026288 | 0.00 0.00 0.00 0.00 | NULL | NULL | 0 | 0 |  |  |  |  | 0 | 0 | 0 | 0 |  | 0 | 0 | [44 empty] | NULL | NULL | NULL | NULL | 4 | NULL | 0 0 0 0 0 0 0 0 | 0 0 0 0 0 0 0 0 0 0 0 0 0 0 0 0 | 1111111111111110 | 0 | 0 | 0 | 0 | 0 | 0 | 0 | 0 | 0 | 0 | 0 | 0 | 0 | 0 | 0 | 0 | 0 | 0 | 0 | 0 | 0 | 0 | 0 | 0 | 0 | NULL | NULL | NULL | 45341 |  | TAS ONLINE | TAS ONLINE |  |  | 0 | 0 | 0 |  | 45345 |  |  |  | NULL | NULL | NULL | NULL | NULL | NULL | NULL | NULL | NULL | NULL |  |  | 0 | 0 | 101.96 | 49.67 | 250.45 |  | NULL | [30 empty] | 0 | 0 | 0 | 0 | 0 | 60.0 70.0 75.0 77.0 79.0 0.0 0.0 0.0 | 0 | 0 | 0 | 0 | bar a | 1200 1400 1600 1800 0 0 0 0 | 66;464;0;1600¦587;107;0;100¦¦586;491;0;10 | 2 |  | NULL | 0 | NULL | 253.72 | 9.1 | 4
PAC H64 FSC03 | SPSA | DEWATERING | OPEN | DIESEL DRIVEN | RUBBER | - | - | SPSA | WIP |  |  |  | 2 | 2 | 1 | 7 | 2 | 0 | 0 | 0 | NULL | 1 | 0 | 0 | 1 | 0 | 1 | 1 | 0 | 0 | 0 | 0 | m^3/hr | 0.2777 | m | 1 | 194.8 | 580.9 | 0 | 0 | 0 | 0 | 152.7 | 115 | 68.83 | 0 | 0 | 506.12 | 122.17 | 244.58 | 4.36 | 153.4 | 0 | 21 | 261 | 0 | 0 | 0 | 0 | 0 | 0 | 0 | 0 | 1200 | 2100 | 0 | 0 | 0 | 0 | 0 | 0 | 2100 | 425 | NULL | 0 | PAC H64 FSC03;PAC H64 FSC03 |  | 1800.00 2100.00 | 112.9 153.4 | 579.1 582.6 | NULL | 112.9;104.2;100.8;97.7;86.2;79.3¦153.4;147.5;141;137.8;131.9;119.1;115 | 0;50;60;65;68;66¦0;35;50;60;65;69;66 | 0;173.9;267.8;333.9;490.4;579.1¦0;107.8;194.8;300.9;391.3;532.2;582.6 |  | 3.3;3.4;3.4;3.7;5.1;6.9¦2.4;2.3;2.2;2.6;3.2;4.7;5.9 | 25 25 | 112.902 -2.32329 .2532139 -.016487856 .000310063 153.591 -2.12259 .1456607 -.008352375 .000125939 | 0.012 11.57404 -0.816419 0.029310349-0.000445917 -0.054 11.45773 -0.9197273 0.040240846-0.000713981 | 3.301 0.0462 -0.0083239 0.000443809 5.122E-06 2.418 -0.10745 0.0174719-0.000940023 2.8298E-05 | 0.00 0.00 | NULL | NULL | 76 | 0 |  |  |  |  | 0 | 0 | 0 | 0 |  | 0 | 0 | [44 empty] | NULL | NULL | NULL | NULL | 4 | NULL | 0 0 0 0 0 0 0 0 | 0 0 0 0 0 0 0 0 0 0 0 0 0 0 0 0 | 1.1111e+23 | 0 | 0 | 0 | 0 | 0 | 0 | 0 | 0 | 0 | 0 | 0 | 0 | 0 | 0 | 0 | 0 | 0 | 0 | 0 | 0 | 0 | 0 | 0 | 0 | 0 | NULL | NULL | NULL | 45328 |  | TAS ONLINE | TAS ONLINE |  |  | 0 | 0 | 0 |  | 45345 |  |  |  | NULL | NULL | NULL | NULL | NULL | NULL | NULL | NULL | NULL | NULL |  |  | 0 | 0 | 143.36 | 112.1 | 290.73 |  | NULL | [30 empty] | 0 | 0 | 0 | 0 | 0 | 50.0 60.0 65.0 0.0 0.0 0.0 0.0 0.0 | 0 | 0 | 0 | 0 | bar a | 1200 1400 1600 1800 2000 2100 0 0 | 60;405;0;600¦592;130;0;160¦¦591;475;0;10 | 2 | PAC_H64_FSC03.png | NULL | 0 | NULL | 276.38 | 5.9 | 2
PAS 150HF 300 | SPSA | DEWATERING | OPEN | DIESEL DRIVEN | RUBBER | - | - | SPSA | WIP |  |  |  | 1 | 1 | 1 | 7 | 2 | 0 | 0 | 0 | NULL | 0 | 0 | 0 | 1 | 0 | 1 | 1 | 1 | 0 | 0 | 0 | m^3/hr | 0.2777 | m | 1 | 169.2 | 516.9 | 0 | 0 | 0 | 0 | 50.1 | 22.6 | 69.83 | 0 | 0 | 392.06 | 35.81 | 54.73 | 6.03 | 50.1 | 0 | 50 | 189 | 0 | 0 | 0 | 0 | 0 | 0 | 0 | 0 | 1000 | 2200 | 0 | 0 | 0 | 0 | 0 | 0 | 2200 | 300 | NULL | 0 | PAS 150HF 300 |  | 2200 | 50.1 | 516.9 | NULL | 50.1;44.6;43;40.3;35.8;29.7;22.6 | 0;40;50;63;70;65;55 | 0;169.2;215.2;295.2;391;465.7;516.9 |  | 4;4.2;4.5;5.1;6;7.1;8.1 | 25 | 50.099 -.4328 -.116325 .011570693 -.000388894 | -0.003 5.82664 0.0785364-0.008577721-0.000127117 | 3.999 -0.14387 0.0379639-0.002166505 5.4734E-05 | 0 | NULL | NULL | 0 | 0 |  |  |  |  | 0 | 0 | 0 | 0 |  | 0 | 0 | [44 empty] | NULL | NULL | NULL | NULL | 4 | NULL | 0 0 0 0 0 0 0 0 | 0 0 0 0 0 0 0 0 0 0 0 0 0 0 0 0 | 1.1111e+23 | 0 | 0 | 0 | 0 | 0 | 0 | 0 | 0 | 0 | 0 | 0 | 0 | 0 | 0 | 0 | 0 | 0 | 0 | 0 | 0 | 0 | 0 | 0 | 0 | 0 | NULL | NULL | NULL | 45328 |  | TAS ONLINE | TAS ONLINE | 0 | 0 | 0 | 0 | 0 |  | 45344 |  |  |  | NULL | NULL | NULL | NULL | NULL | NULL | NULL | NULL | NULL | NULL |  |  | 0 | 0 | 44.61 | 29.1 | 57.92 |  | NULL | [30 empty] | 0 | 0 | 0 | 0 | 0 | 40.0 50.0 60.0 65.0 0.0 0.0 0.0 0.0 | 0 | 0 | 0 | 0 | bar a | 1000 1200 1450 1750 2000 2200 0 0 | 65;408;0;450¦552;129;0;50¦¦552;467;0;10 | 2 | PAS_150HF_300.png | NULL | 0 | NULL | 57.83 | 0 | 1
PAS 150MF 250 | SPSA | DEWATERING | OPEN | DIESEL DRIVEN | RUBBER | - | - | SPSA | WIP |  |  |  | 4 | 4 | 1 | 7 | 2 | 0 | 0 | 0 | NULL | 0 | 0 | 0 | 1 | 0 | 1 | 1 | 1 | 0 | 0 | 0 | m^3/hr | 0.2777 | m | 1 | 149 | 536.2 | 0 | 0 | 0 | 0 | 37.4 | 7.9 | 79.22 | 0 | 0 | 364.61 | 21.23 | 26.61 | 4.41 | 37.4 | 0 | 64 | 209 | 0 | 0 | 0 | 0 | 0 | 0 | 0 | 0 | 1400 | 2000 | 0 | 0 | 0 | 0 | 0 | 0 | 2000 | 250 | NULL | 0 | PAS 150MF 250;PAS 150MF 250;PAS 150MF 250;PAS 150MF 250 |  | 1400.00 1600.00 1800.00 2000.00 | 18.3 24 30.4 37.4 | 391.4 427.6 480.5 536.2 | NULL | 18.3;14.3;13.1;10.9;8.3;4.5¦24;18.5;17.1;14.3;10.9;6.4¦30.4;23.4;21.6;18.1;13.3;7.9¦37.4;32.2;28.8;26.9;22.4;14.9;7.7 | 0;60;70;77;70;43.59¦0;60;70;77;70;46.57¦0;60;70;77;70;46.98¦0;37.93;60;70;77;70;40.15 | 0;117;160.2;234;307.8;391.4¦0;136.5;178.3;263.2;344;427.6¦0;149;197.8;296.7;398.3;480.5¦0;82.2;161.6;220.1;335.7;465.2;536.2 |  | 0;0;0;0;0;0¦0;0;0;0;0;0¦0.5;1.3;1.9;3.3;5.1;6.7¦0.6;0.5;1.5;2.1;3.9;6.4;8.3 | 25 25 25 25 | 18.3 -1.07649 .0678222 -.004618008 6.911E-05 24.001 -1.34154 .0869362 -.005249868 7.2191E-05 30.401 -1.56953 .0878436 -.003866655 1.9527E-05 37.375 -1.86113 .1049954 -.003226895 -2.9224E-05 | 0.008 19.05893 -1.5970653 0.063335687 -0.00177112 -0.009 15.5282 -0.8980123 0.015616439-0.000402249 -0.016 15.82454 -1.2228846 0.052389526-0.001299505 -0.363 16.29107 -1.5669291 0.087880236-0.002148772 | 0 0 0 0 0 0 0 0 0 0 0.499 -0.0104 0.029397-0.000865055 1.2347E-05 0.578 -0.17958 0.0672594-0.003743232 8.3067E-05 | 0.00 0.00 0.00 0.00 | NULL | NULL | 0 | 0 |  |  |  |  | 0 | 0 | 0 | 0 |  | 0 | 0 | [44 empty] | NULL | NULL | NULL | NULL | 4 | NULL | 0 0 0 0 0 0 0 0 | 0 0 0 0 0 0 0 0 0 0 0 0 0 0 0 0 | 1111111111111110 | 0 | 0 | 0 | 0 | 0 | 0 | 0 | 0 | 0 | 0 | 0 | 0 | 0 | 0 | 0 | 0 | 40 | 1 | 2 | 8 | 0 | 0 | 0 | 0 | 0 | NULL | NULL | NULL | 45328 |  | TAS ONLINE | TAS ONLINE |  |  | 0 | 0 | 0 |  | 45344 |  |  |  | NULL | NULL | NULL | NULL | NULL | NULL | NULL | NULL | NULL | NULL |  |  | 0 | 0 | 30.62 | 16.92 | 27.13 |  | NULL | [30 empty] | 0 | 0 | 0 | 0 | 0 | 60.0 70.0 0.0 0.0 0.0 0.0 0.0 0.0 | 0 | 0 | 0 | 0 | bar a | 1400 1600 1800 2000 0 0 0 0 | 63;422;0;500¦594;21;0;40¦¦593;447;0;10 | 2 | PAS_150MF_250.png | NULL | 0 | NULL | 28 | 8.3 | 4
XH150i 560 | SPSA | DEWATERING | OPEN | DIESEL DRIVEN | RUBBER | - | - | SPSA | WIP |  |  |  | 1 | 1 | 1 | 8 | 2 | 0 | 0 | 0 | NULL | 1 | 0 | 0 | 1 | 0 | 1 | 1 | 1 | 0 | 0 | 0 | l/sec | 1 | m | 1 | 27.2 | 149.9 | 0 | 0 | 0 | 288 | 184 | 140.7 | 73.34 | 0 | 0 | 128.86 | 152.95 | 263.47 | 5.64 | 184 | 0 | 15 | 177 | 0 | 0 | 0 | 0 | 0 | 0 | 0 | 0 | 1400 | 1800 | 0 | 0 | 0 | 0 | 0 | 0 | 1800 | 560 | NULL | 0 | XH150 |  | 1800 | 184 | 149.9 | NULL | 184;179.9;175;167.9;161.2;154.5;148.9;140.3 | 0;29.98;46.67;60.8;70;73;72.83;68 | 0;27.2;54.4;83.1;107.1;125.6;137.2;149.9 |  | 2.3;2.5;2.3;3.1;4.2;5.4;6.2;7.9 | 10 | 183.937 -.73654 -.3187294 .033401301 -.001452378 | 0.052 14.79137 -1.788952 0.147699244-0.004937985 | 2.332 0.03589 -0.0161403 0.002835267 -1.9672E-05 | 0 | NULL | NULL | 43 | 0 |  |  |  |  | 0 | 0 | 0 | 0 |  | 0 | 0 | [44 empty] | NULL | NULL | NULL | NULL | 4 | NULL | 0 0 0 0 0 0 0 0 | 0 0 0 0 0 0 0 0 0 0 0 0 0 0 0 0 | 1.1111e+19 | 0 | 0 | 0 | 0 | 0 | 0 | 0 | 0 | 0 | 0 | 0 | 0 | 0 | 0 | 0 | 0 | 0 | 0 | 0 | 0 | 0 | 0 | 0 | 0 | 0 | NULL | NULL | NULL | 45322 |  | TAS ONLINE | TAS ONLINE | 0 | 0 | 0 | 0 | 0 |  | 45341 |  |  |  | NULL | NULL | NULL | NULL | NULL | NULL | NULL | NULL | NULL | NULL |  |  | 0 | 0 | 180.17 | 136.8 | 320.03 |  | NULL | [30 empty] | 0 | 0 | 0 | 0 | 0 | 46.0 60.0 67.0 72.0 0.0 0.0 0.0 0.0 | 0 | 0 | 0 | 0 | bar a | 1400 1500 1600 1700 1800 0 0 0 | 46;542;0;180¦566;30;0;200¦¦565;484;0;10 | 2 | XH150i_560.png | NULL | 0 | NULL | 303.21 | 0 | 1
6/4-GR100D-M | SPSA | SLURRY | CLOSED | G | METAL | 3 | WPG64G15 | WARMAN | Live |  | G | 2026-06-04 | 5 | 5 | 1 | 6 | 2 | 0 | 0 | 0 | NULL | 1 | 0 | 0 | 1 | 0 | 1 | NULL | 0 | 0 | 0 | 0 | l/sec | 1 | m | 1 | 18 | 88 | 0 | 0 | 0 | 66 | 55 | 5.5 | 53.7 | 0 | 0 | 63.19 | 23.08 | 24.1 | 2.96 | 54.5 | 0 | 33 | 156 | 0 | 0 | 0 | 0 | 0 | 0 | 0 | 0 | 600 | 1400 | 0 | 0 | 0 | 90 | 0 | 0 | 1400 | 378 | NULL | 0 | 6/4 G-M;6/4 G-M;6/4 G-M;6/4 G-M;6/4 G-M | 0.00 0.00 0.00 0.00 0.00 | 600.00 800.00 1000.00 1200.00 1400.00 | 10.2 17.5 27.5 39.5 54.5 | 68.2 76.5 86 92.6 98.1 | NULL | 10.2;9.6;9.2;8.8;8.5;7.6;6.9;5.9;3.9¦17.5;16.8;16.5;16.2;16.1;15.2;14.5;12.9;11.6;10.1¦27.5;25.7;25.6;24.6;24.1;23.1;21.3;19.8;18.8¦39.5;37;36.2;35.5;33.5;30.9;28.7¦54.5;51;49.9;49;45.8;40 | 0;30;45;50;58;59;58;55;49.8¦0;30;40;50;55;58;58.75;58;55;49.8¦0;30;45;55;58;58.5;58;55;49.8¦0;30;45;55;57.85;55;49.8¦0;30;45;50;54;49.8 | 0;8;15.3;20.4;33.6;44;54.2;60.4;68.2¦0;12;17.1;26;33.6;41.4;52.6;64.5;71.5;76.5¦0;15.5;28;42.3;53;63.9;74.4;81.9;86¦0;18;35;57;74;85.6;92.6¦0;20;44;62;81.6;98.1 |  | 0;1.1;1.1;1.3;1.4;1.7;2;2.3;2.6¦0;0.8;1.2;1.5;1.5;1.7;2.4;3.2;3.5;4.1¦0.2;0.85;1.4;1.9;2.4;3.1;3.7;4.3;4.9¦0.4;1.15;1.8;2.8;3.5;4.6;5.3¦0.4;1.3;2.1;3.22;4.4;5.8 | 5 5 5 5 5 | 10.192 -.37022 .0011358 .004220736 -.000350715 17.481 -.30868 .0138554 .000148165 -.000116045 27.472 -.79726 .1120521 -.007506693 .000115346 39.505 -1.10623 .135207 -.006552326 4.183E-05 54.501 -1.40326 .1592172 -.006972162 2.968E-05 | 0.243 23.4292 -3.6490921 0.265072719-0.007627267 -0.22 17.06063 -1.9447019 0.112313072-0.002874714 -0.115 12.90711 -1.1526083 0.058039969-0.001434674 -0.025 11.62921 -1.1124387 0.063447648-0.001589126 -0.033 11.20301 -1.1451128 0.063290379-0.001397696 | 0.948 0.10959 -0.018894 0.002463859 -7.4347E-05 -0.863 1.09573 -0.1975077 0.015973115-0.000417265 0.202 0.2045 0.0035632-0.000775497 4.5768E-05 0.404 0.16412 0.0162257-0.001983825 7.5803E-05 0.408 0.26772 -0.0195284 0.001670711 -3.3576E-05 | 0.00 0.00 0.00 0.00 0.00 | NULL | NULL | 82 | 0 | 64A11 | D | CSP64E01 |  | 1030 | 1300 | 1.5 | 0 | curves\Type G - GH\6_4D G-3VCM | 0 | 0 |  |  |  |  | 6/4 G | DG4137 | 100 | [5 empty] | DM | 60 | DDM | 110 | 0 | 0 |  |  | 27% Chrome | 27% Chrome | 27% Chrome | Carbon Steel | CS62 Plated;420C Stainless Steel;Stellite Plated | Expeller;LF Stuffing Box;FF Stuffing Box;ULF Stuffing Box | 27% Chrome;Cast Iron | [17 empty] | NULL | NULL | NULL | NULL | 4 | NULL | 0 0 0 0 0 0 0 0 | 0 0 0 0 0 0 0 0 0 0 0 0 0 0 0 0 | 1.1111e+19 | 0 | 0 | 0 | 0 | 0 | 0 | 0 | 0 | 0 | 0 | 0 | 0 | 0 | 0 | 0 | 0 | 0 | 0 | 0 | 0 | 0 | 0 | 0 | 0 | 0 | NULL | NULL | NULL | NULL |  | 0 | Aslam Haffejee | 0 | 0 | 152.4 | 101.6 | 0 |  | 44729 |  |  |  | NULL | NULL | NULL | NULL | NULL | NULL | NULL | NULL | NULL | NULL |  |  | 0 | 0 | 52.63 | 47.09 | 65.66 |  | NULL | [30 empty] | 0 | 0 | 0 | 0 | 0 | 30.0 40.0 45.0 50.0 55.0 58.0 0.0 0.0 | 0 | 0 | 0 | 0 | bar a | 600 800 1000 1200 1400 0.0 0.0 0.0 | 51;536;0;100¦461;10;0;60¦¦615;503;0;8 | 2 | GR100_(3VC-M).png | NULL | 0 | NULL | 77.25 | 5.8 | 3
10/8-GR200F-M | SPSA | SLURRY | CLOSED | GR | METAL | 3 | WPG108G15 | WARMAN | Live |  | G | 10/8 G-M | 6 | 6 | 1 | 7 | 2 | 0 | 0 | 0 | NULL | 1 | 0 | 0 | 1 | 0 | 1 | 1 | 0 | 0 | 0 | 0 | l/sec | 1 | m | 1 | 85 | 295 | 0 | 0 | 0 | 425 | 54 | 9.3 | 64.03 | 0 | 0 | 256.13 | 44.4 | 174.13 | 7.18 | 54 | 0 | 29 | 115 | 0 | 0 | 0 | 0 | 0 | 0 | 0 | 0 | 500 | 1000 | 0 | 0 | 0 | 90 | 0 | 0 | 1000 | 533 | NULL | 0 | 10/8 G-M;10/8 G-M;10/8 G-M;10/8 G-M;10/8 G-M;10/8 G-M | 0.00 0.00 0.00 0.00 0.00 0.00 | 500.00 600.00 700.00 800.00 900.00 1000.00 | 13.7 19.5 26.7 35 44.5 54 | 177 219.7 265 283.1 311.3 335.2 | NULL | 13.7;12.4;11.9;10.6;9.3¦19.5;17.8;17.7;16.4;15.7;14.2;12¦26.7;25;23.8;21.4;18.6;15.7¦35;32.2;31.5;30.6;28.4;24.6;23¦44.5;41;39.5;38.3;35;28.1¦54;51.1;49.1;47.5;43.9;41.8;35.7 | 0;35;45;50;44¦0;35;45;55;60;60;54.9¦0;34;55;61.5;60;54.7¦0;36;55;60;63;60;58¦0;35;55;60;65;59¦0;35;54;60;65;65;58 | 0;75;102;135.4;177¦0;69.7;89.4;133.8;155.6;189.4;219.7¦0;60;125;190;230;265¦0;62;130;165.5;219.7;267.6;283.1¦0;65;140.1;182.4;245.8;311.3¦0;75;155;205;263.4;284.5;335.2 |  | 0;0.5;1.9;2.5;3.75¦0.6;1.7;2.1;2.5;3.5;4.4;5.6¦0.7;1.1;2;4.2;4.8;7.5¦0.6;1.1;2.1;3.3;5.6;7.6;8.5¦0.6;1.1;2.5;3.9;6.7;10.1¦0.7;1.2;3.1;4.6;7.8;8.6;11.8 | 10 10 25 25 25 25 | 13.694 -.05288 -.0168844 .000326866 19.496 -.31866 .0193562 -.000925162 26.667 -.85446 .1150887 -.012531538 34.943 -1.58181 .2726194 -.020030674 44.462 -1.88334 .2789293 -.01874505 53.998 -1.39555 .1828978 -.013483245 | -0.015 4.61029 0.1086868-0.012927626 -0.029 5.8377 -0.0758702-0.003453274 0.01 17.33858 -1.3783979 0.021714287 0.258 17.73283 -1.5729175 0.040674079 0.412 15.83473 -1.2163781 0.026158299 0.529 13.1281 -0.7460503 0.006855069 | -15.015 3.75004 -0.2772897 0.007080157 0.609 0.19132 -0.0080477 0.000443789 0.666 0.2044 -0.0074185 0.004439563 0.645 -0.06534 0.0776101-0.000942383 0.627 -0.02821 0.0697375-0.000498402 0.708 -0.04355 0.0686385-0.000269479 | 0.00 0.00 0.00 0.00 0.00 0.00 | NULL | NULL | 178 | 0 | WPA108A11 | F | CSP108A01A |  | 1050 | 1575 | 1.5 | 0 | curves\gr\10_8-gr200f-m | 0 | 0 |  |  |  |  | 10/8 G | CH200137F-CR | 200 | [5 empty] | F | 260 | FF | 425 | 0 | 0 | [26 empty] | NULL | NULL | NULL | NULL | 3 | NULL | 0 0 0 0 0 0 0 0 | 0 0 0 0 0 0 0 0 0 0 0 0 0 0 0 0 | 1.1111e+23 | 0 | 0 | 0 | 0 | 0 | 0 | 0 | 0 | 0 | 0 | 0 | 0 | 0 | 0 | 0 | 0 | 0 | 0 | 0 | 0 | 0 | 0 | 0 | 0 | 0 | NULL | NULL | NULL | NULL | Curve loaded from Warman / Weir printed curve | Gugu Khoza | Pieter du Plessis | 0 | 0 | 254 | 203.2 | 0 |  | 44876 |  |  |  | NULL | NULL | NULL | NULL | NULL | NULL | NULL | NULL | NULL | NULL |  |  | 0 | 0 | 51.09 | 39.43 | 191.94 |  | NULL | [30 empty] | 0 | 0 | 0 | 0 | 0 | 35.0 45.0 55.0 60.0 65.0 65.2 0.0 0.0 | 0 | 0 | 0 | 0 | bar a | 500 600 700 800 900 1000 0.0 0.0 | ¦¦¦ | 2 | 10_8-GR200F-M.png | NULL | 0 | NULL | 202.28 | 11.8 | 6
12/10-GR250F-M | SPSA | SLURRY | CLOSED | GR | METAL | 3 | WPG1210GH15 | WARMAN | Live |  | G | 12/10 G-M | 1 | 1 | 1 | 7 | 2 | 0 | 0 | 0 | NULL | 1 | 0 | 0 | 1 | 0 | 1 | 1 | 0 | 0 | 0 | 0 | m^3/hr | 0.2777 | m | 1 | 122 | 809 | 0 | 0 | 0 | 425 | 83 | 60.2 | 72.73 | 0 | 0 | 618.64 | 66.96 | 155.07 | 8.4 | 83 | 0 | 12 | 59 | 0 | 0 | 0 | 0 | 0 | 0 | 0 | 0 | 350 | 700 | 0 | 0 | 0 | 0 | 0 | 0 | 700 | 667 | NULL | 0 | 12/10 G-M |  | 700 | 83 | 809 | NULL | 83;80.7;79.7;77.7;73;67;60.2 | 0;36.5;50;60;70;73;69.8 | 0;122;173;260;428;618;809 |  | 2.6;2.6;3.2;3.7;5.6;8.4;11.9 | 25 | 82.987 -.40315 -.0109802 1.9451E-05 1.011E-06 | -0.217 10.29257 -0.5699739 0.014922291-0.000156681 | 2.581 -0.05402 0.020433-0.000512716 6.428E-06 | 0 | NULL | NULL | 220 | 0 | GR250 (3) |  |  |  | 0 | 500 | 0 | 0 | curves\gr\12_10-gr250f-m | 0 | 0 |  |  |  |  | 12/10 G | CH250137F-CR | 250 | [5 empty] | F | 260 | FF | 425 | 0 | 0 | [26 empty] | NULL | NULL | NULL | NULL | 4 | NULL | 0 0 0 0 0 0 0 0 | 0 0 0 0 0 0 0 0 0 0 0 0 0 0 0 0 | 1.1111e+31 | 0 | 0 | 0 | 0 | 0 | 0 | 0 | 0 | 0 | 0 | 0 | 0 | 0 | 0 | 0 | 0 | 0 | 0 | 0 | 0 | 0 | 0 | 0 | 0 | 0 | NULL | NULL | NULL | 44648 | Curve loaded from Warman / Weir printed curve | Gugu Khoza | Pieter du Plessis | 0 | 0 | 304.8 | 254 | 0 | A | 44965 |  |  |  | NULL | NULL | NULL | NULL | NULL | NULL | NULL | NULL | NULL | NULL |  |  | 0 | 0 | 80.76 | 62.63 | 176.47 |  | NULL | [30 empty] | 73 | 625 | 67 | 0 | 0 | 40.0 50.0 60.0 70.0 0.0 0.0 0.0 0.0 | 0 | 0 | 0 | 0 | bar a | 350 400 450 500 550 600 650 700 | ¦¦¦ | 0 | 12_10-GR250F-M.png | NULL | 0 | NULL | 189.96 | 0 | 1
6/6-GR100E-M | SPSA | SLURRY | CLOSED | GR | METAL | 3 | WPG66G15 | WARMAN | Live |  | G | 6/6 G-M | 4 | 4 | 1 | 6 | 2 | 0 | 0 | 0 | NULL | 1 | 0 | 0 | 1 | 0 | 1 | 1 | 0 | 0 | 0 | 0 | l/sec | 1 | m | 1 | 22 | 234 | 0 | 0 | 0 | 225 | 56 | 4 | 65.59 | 0 | 0 | 136.68 | 42.68 | 87.2 | 6.48 | 55.5 | 0 | 31 | 127 | 0 | 0 | 0 | 0 | 0 | 0 | 0 | 0 | 800 | 1400 | 0 | 0 | 0 | 90 | 0 | 0 | 1400 | 381 | NULL | 0 | 6/6 G-M;6/6 G-M;6/6 G-M;6/6 G-M | 0.00 0.00 0.00 0.00 | 800.00 1000.00 1200.00 1400.00 | 18.5 29.5 41.5 55.5 | 130 161.2 194 226 | NULL | 18.5;15.8;14.8;14.1;9.8;7.4¦29.5;26.5;25;24.4;22.3;18.5;15.4;11.5¦41.5;38;34;31.9;27.1;21.5;16.5¦55.5;49;46.9;42.8;36;23 | 0;42;55;60;44;40¦0;30;50;60;63;60;50;40¦0;30;60;64.8;60;50;40¦0;36;58;66.4;61;40 | 0;32;50;70;113;130¦0;18;42;64.2;94.5;123.2;142.7;161.2¦0;24;74;114;146.3;174;194¦0;48;94;137;171;226 |  | 1.6;1.6;2.9;3.4;5.28;6.1¦0.5;1.2;2.3;3.5;4.8;6.2;7.3;8.5¦0.6;1.1;3.76;5.31;7.8;9.9;11¦0.7;2.7;4.57;6;9.65;14.2 | 10 10 10 10 | 18.509 -1.49116 .2701954 -.026361155 .000718268 29.456 -2.2128 .4042325 -.034290583 .000835056 41.584 -2.11741 .2608778 -.016393751 .00026435 55.511 -2.72813 .3982052 -.026378719 .000499246 | 0.019 14.99385 -0.1406588-0.172334997 0.00866294 0.397 19.60123 -2.2857233 0.126174532-0.003131084 0.067 15.08708 -1.2163392 0.042996042-0.000769661 0.046 8.08499 -0.0506969-0.019552702 0.000416998 | 1.584 -0.50005 0.2414287-0.024138334 0.000814826 0.493 0.34076 0.0372589-0.003850681 0.000132927 0.509 0.33226 0.0001741 0.001366458 -4.1694E-05 0.666 0.84023 -0.1167884 0.00881557-0.000182208 | 0.00 0.00 0.00 0.00 | NULL | NULL | 127 | 0 | WPG66G15 | E | CSP64A01 |  | 500 | 750 | 1.5 | 0 | curves\gr\6_6-gr100e-m | 0 | 0 | notes here |  |  |  | 6/6 G | CH100137E-CR | 150 | [5 empty] | E | 120 | EE | 225 | 0 | 0 | [26 empty] | NULL | NULL | NULL | NULL | 4 | NULL | 0 0 0 0 0 0 0 0 | 0 0 0 0 0 0 0 0 0 0 0 0 0 0 0 0 | 1.1111e+27 | 0 | 0 | 0 | 0 | 0 | 0 | 0 | 0 | 0 | 0 | 0 | 0 | 0 | 0 | 0 | 0 | 0 | 0 | 0 | 0 | 0 | 0 | 0 | 0 | 0 | NULL | NULL | NULL | NULL | Curve loaded from Warman / Weir printed curve | Gugu Khoza | Pieter du Plessis | 0 | 0 | 152.4 | 152.4 | 0 |  | 44971 |  |  |  | NULL | NULL | NULL | NULL | NULL | NULL | NULL | NULL | NULL | NULL |  |  | 0 | 0 | 50.05 | 37.63 | 96.16 |  | NULL | [30 empty] | 0 | 0 | 0 | 0 | 0 | 30.0 40.0 50.0 60.0 65.0 0.0 0.0 0.0 | 0 | 0 | 0 | 0 | bar a | 800 900 1000 1100 1200 1300 1400 0.0 | 44;531;0;250¦469;22;0;60¦¦622;509;0;20 | 2 | GR150_(3VC-M).png | NULL | 0 | NULL | 127.4 | 14.2 | 4
8/6-GR150E-M | SPSA | SLURRY | CLOSED | GR | METAL | 3 | WPG86G15 | WARMAN | Live |  | G | 8/6 G-M | 4 | 4 | 1 | 11 | 2 | 0 | 0 | 0 | NULL | 1 | 0 | 0 | 1 | 0 | 1 | 1 | 0 | 0 | 0 | 0 | l/sec | 1 | m | 1 | 22 | 234 | 0 | 0 | 0 | 0 | 56 | 4 | 65.14 | 0 | 0 | 129.26 | 42.96 | 83.58 | 6.24 | 55.8 | 0 | 30 | 127 | 0 | 0 | 0 | 0 | 0 | 0 | 0 | 0 | 800 | 1400 | 0 | 0 | 0 | 90 | 0 | 0 | 1400 | 381 | NULL | 0 | 8/6-GR150E-M;8/6-GR150E-M;8/6-GR150E-M;8/6-GR150E-M | 0.00 0.00 0.00 0.00 | 800.00 1000.00 1200.00 1400.00 | 18.4 29.6 41.8 55.8 | 129.1 160.9 195.7 225.9 | NULL | 18.4;17.1;16.1;15.5;13.9;13.3;12.2;10.1;7.4¦29.6;26.6;25.5;25;24.1;22.2;18.4;15.1;11.3¦41.8;38;36.8;35.9;34.6;31.6;26.8;21.3;16.6¦55.8;50.7;49.3;48.4;46.4;43.3;42.1;41.1;36.3;28.6;23.2 | 0;30;40;50;60;60.2;60;50;40¦0;30;40;50;60;60.3;60;50;40¦0;30;40;50;60;64.96;60;50;40¦0;30;40;50;60;65;65.2;65;60;50;39.89 | 0;16.4;29.7;39.4;69.7;82.5;92.7;111.7;129.1¦0;18.4;31.2;42;63.5;93.2;122.4;142.4;160.9¦0;23.1;35.9;48.2;74.3;113.2;146.5;174.2;195.7¦0;32.8;46.1;60.5;92.2;127;135.2;143.4;170.1;203.9;225.9 |  | 3.3;3.5;3.3;3.7;3.7;4.4;4.4;5.3;6.3¦0;0;0;0;0;0;0;0;0¦0;0;0;0;3.7;5.3;0;0;0¦3.7;3;2.6;3.2;4.4;6.1;6.5;7.2;8.9;11.9;14.2 | 10 10 10 10 | 18.434 -1.02643 .1037617 -.006910684 -8.289E-06 29.581 -2.19944 .3813805 -.031817945 .000760196 41.808 -2.27164 .3159442 -.022240624 .000442707 55.825 -2.32639 .2740361 -.017018707 .00029279 | 0.63 20.08072 -2.4092133 0.136331395-0.004036898 0.199 19.24683 -2.2461748 0.124624511-0.003100168 0.166 15.27176 -1.245111 0.043883717-0.000758633 -0.188 11.25387 -0.5766527 0.008343645 -6.1162E-05 | 3.311 0.10923 -0.0287528 0.004229336 -9.84E-05 0 0 0 0 0 0 0 0 0 0 3.714 -0.56 0.1001254-0.004292442 8.2749E-05 | 0.00 0.00 0.00 0.00 | NULL | NULL | 127 | 0 | GR150 (3) | E | CSP64A01 |  | 500 | 750 | 1.5 | 0 | curves\gr\8_6-gr150e-m | 0 | 0 |  |  |  |  | 8/6 G | CH150137E-CR | 150 (8/6) | [5 empty] | E | 120 | EE | 225 | [28 empty] | NULL | NULL | NULL | NULL | 4 | NULL | 0 0 0 0 0 0 0 0 | 0 0 0 0 0 0 0 0 0 0 0 0 0 0 0 0 | 1111111111111110 | 0 | 0 | 0 | 0 | 0 | 0 | 0 | 0 | 0 | 0 | 0 | 0 | 0 | 0 | 0 | 0 | 0 | 0 | 0 | 0 | 0 | 0 | 0 | 0 | 0 | NULL | NULL | NULL | NULL | Curve loaded from Warman / Weir printed curve | Gugu Khoza | TAS ONLINE | 0 | 0 | 152.4 | 152.4 | 0 |  | 45586 |  |  |  | NULL | NULL | NULL | NULL | NULL | NULL | NULL | NULL | NULL | NULL |  |  | 0 | 0 | 52.67 | 39.11 | 94.06 |  | NULL | [30 empty] | 0 | 0 | 0 | 0 | 0 | 30.0 40.0 50.0 60.0 65.0 0.0 0.0 0.0 | 0 | 0 | 0 | 0 | bar a | 800 1000 1200 1400 0 0 0 0.0 | 42;530;0;250¦474;18;0;60¦¦627;513;0;20 | 2 | GR150_(3VC-M).png | NULL | 0 | NULL | 128.81 | 14.2 | 4
1.5/1-HD25B-METAL | SPSA | SLURRY | OPEN | HD | METAL | 5 | WPG151AH31 | WARMAN | Live |  | AH | 1.5/1 AH-M | 1 | 1 | 1 | 8 | 2 | 0 | 0 | 0 | NULL | 1 | 0 | 0 | 1 | 0 | 1 | 1 | 0 | 0 | 0 | 0 | l/sec | 1 | m | 1 | 2.8 | 15.6 | 0 | 0 | 0 | 15 | 93 | 49.7 | 56.06 | 0 | 0 | 10.38 | 76.29 | 13.85 | 6.93 | 93 | 0 | 17 | 105 | 0 | 0 | 0 | 0 | 0 | 0 | 0 | 0 | 1600 | 4400 | 0 | 0 | 0 | 0 | 0 | 0 | 4400 | 152 | NULL | 0 | 1.5/1 AH-M |  | 4400 | 93 | 15.6 | NULL | 93;90.9;89.8;88.5;86.4;74.8;57.4;49.7 | 0;30;40;45;50;56;50;45 | 0;2.8;4.01;5.2;6.35;10.8;14.4;15.6 |  | 3;3;3.5;3.8;4;8;0;0 | 1 | 92.993 -.66779 .0058395 -.009838754 5.1432E-05 | -0.06 14.23382 -1.3442244 0.063733652-0.001549054 | 3 -0.80035 0.4626322-0.073553099 0.003847047 | 0 | NULL | NULL | 14 | 0 | HD25 (5) |  |  |  | 0 | 0 | 0 | 0 | curves\hd\1.5_1-hd25b-metal | 0 | 0 |  |  |  |  | 1.5/1 AH | HD25127B-CR | 25 | [5 empty] | B | 15 | [30 empty] | NULL | NULL | NULL | NULL | 4 | NULL | 0 0 0 0 0 0 0 0 | 0 0 0 0 0 0 0 0 0 0 0 0 0 0 0 0 | 1.1111e+31 | 0 | 0 | 0 | 0 | 0 | 0 | 0 | 0 | 0 | 0 | 0 | 0 | 0 | 0 | 0 | 0 | 0 | 0 | 0 | 0 | 0 | 0 | 0 | 0 | 0 | NULL | NULL | NULL | 44648 | Curve loaded from Warman / Weir printed curve | Gugu Khoza | TAS ONLINE | 0 | 0 | 38 | 25.4 | 0 | A | 46181 |  |  |  | NULL | NULL | NULL | NULL | NULL | NULL | NULL | NULL | NULL | NULL |  |  | 0 | 0 | 90.96 | 67.81 | 15.18 | P. du Plessis | 44817 | [30 empty] | 0 | 0 | 0 | 0 | 0 | 30.0 40.0 45.0 50.0 55.0 0.0 0.0 0.0 | 0 | 0 | 0 | 0 | bar a | 1600 2000 2400 2800 3200 3600 4000 4400 | ¦¦¦ | 0 |  | NULL | 0 | 0 | 16.89 | 0 | 1
1.5/1-HD25B-RUBBER | SPSA | SLURRY | OPEN | HD | RUBBER | 3 | WPG151AH17 | WARMAN | Live |  | AH | 1.5/1 AH-R | 1 | 1 | 1 | 9 | 2 | 0 | 0 | 0 | NULL | 1 | 0 | 0 | 1 | 0 | 1 | 1 | 0 | 0 | 0 | 0 | l/sec | 1 | m | 1 | 1.7 | 9.8 | 0 | 0 | 0 | 15 | 49.2 | 32.4 | 50.16 | 0 | 0 | 7.72 | 39.09 | 5.9 | 7.9 | 49.2 | 0 | 18 | 60 | 0 | 0 | 0 | 0 | 0 | 0 | 0 | 0 | 1400 | 3200 | 0 | 0 | 0 | 0 | 0 | 0 | 3200 | 152 | NULL | 0 | 1.5/1 AH-R |  | 3200 | 49.2 | 9.8 | NULL | 49.2;49;48;46.1;44.4;42.6;38.9;35;32.4 | 0;20;30;40;45;48;50;48;45 | 0;1.7;3;4.35;5.3;6.2;7.8;9.1;9.8 |  | 2.6;2.6;3.3;4;4.8;6;8;0;0 | 1 | 49.183 .55967 -.4248071 .038442266 -.001910657 | 0.107 13.08458 -1.1070795 0.063840739-0.004026695 | 2.587 -0.11127 0.0924022 0.003640748-0.000284428 | 0 | NULL | NULL | 20 | 0 | HD25 (3) |  |  |  | 0 | 2100 | 0 | 0 | curves\hd\1.5_1-hd25b-rubber | 0 | 0 |  |  |  |  | 1.5/1 AH | HD25127B-RU | 25 | [5 empty] | B | 15 | 0 | 0 | 0 | 0 | [26 empty] | NULL | NULL | NULL | NULL | 4 | NULL | 0 0 0 0 0 0 0 0 | 0 0 0 0 0 0 0 0 0 0 0 0 0 0 0 0 | 1.1111e+27 | 0 | 0 | 0 | 0 | 0 | 0 | 0 | 0 | 0 | 0 | 0 | 0 | 0 | 0 | 0 | 0 | 0 | 0 | 0 | 0 | 0 | 0 | 0 | 0 | 0 | NULL | NULL | NULL | 44648 | Curve loaded from Warman / Weir printed curve | Gugu Khoza | Pieter du Plessis | 0 | 0 | 38 | 25.4 | 0 | A | 44986 |  |  |  | NULL | NULL | NULL | NULL | NULL | NULL | NULL | NULL | NULL | NULL |  |  | 0 | 0 | 49.08 | 34.41 | 6.59 |  | NULL | [30 empty] | 0 | 0 | 0 | 0 | 0 | 20.0 30.0 40.0 45.0 48.0 50.0 0.0 0.0 | 0 | 0 | 0 | 0 | bar a | 1400 1700 2000 2300 2600 2900 3200 0.0 | ¦¦¦ | 0 |  | NULL | 0 | NULL | 6.92 | 0 | 1
10/8-HD200G-METAL | SPSA | SLURRY | CLOSED | HD | METAL | 5 | WPG108AH30 | WARMAN | WIP |  | AH | 10/8 AH-M | 4 | 4 | 1 | 8 | 2 | 0 | 0 | 0 | NULL | 1 | 0 | 0 | 1 | 0 | 1 | 1 | 0 | 0 | 0 | 0 | l/sec | 1 | m | 1 | 120 | 600 | 0 | 0 | 0 | 900 | 90.7 | 9 | 78.03 | 0 | 0 | 362.88 | 76.84 | 350.36 | 13.21 | 90.7 | 0 | 23 | 87 | 0 | 0 | 0 | 0 | 0 | 0 | 0 | 0 | 400 | 1000 | 0 | 0 | 0 | 90 | 0 | 0 | 1000 | 686 | NULL | 0 | 10/8-HD200G-METAL;10/8-HD200G-METAL;10/8-HD200G-METAL;10/8-HD200G-METAL | 0.00 0.00 0.00 0.00 | 400.00 600.00 800.00 1000.00 | 14.5 33 57.9 90.7 | 229.2 342.5 442.3 550.7 | NULL | 14.5;14.3;13.7;13.2;11.9;10.2;8.9¦33;31.9;30.8;29.1;27.3;24.3;21.9;19.7¦57.9;56;55.1;53.8;51.2;48.4;42.5;38.6;33.8¦90.7;87.6;85.7;82;75.7;72;60.7;53.1 | 0;30;65;70;73.58;70;65¦0;45;65;75;77.2;75;70;65¦0;50;60;70;77;77.85;75;70;65¦0;50;65;75;78.8;77;70;65 | 0;25.9;85;115.8;163.9;203.3;229.2¦0;64.1;119.5;183.6;230.4;277;313;342.5¦0;112.1;147.8;197.1;255;303.1;374.5;406.6;442.3¦0;134.3;200.8;284.6;375.8;416.4;506.4;550.7 |  | 0.7;0.7;0.9;1;2.5;4.5;5.5¦1.3;3.9;4.6;6.6;8.6;10;11.2;12.7¦4.8;4.2;5.5;6.6;9.2;11;13.4;14.3;15.8¦0.4;4.6;7.5;10.5;13.6;14.9;17.5;19.3 | 10 25 25 25 | 14.508 -.10158 .0078502 -.000911356 1.289E-05 33.018 -.65105 .1088437 -.01583066 .000449948 57.898 -.35462 -.0100208 -.000782958 -.000105884 90.692 -.5136 -.0009494 -.00128233 -5.1243E-05 | -0.096 14.23201 -1.066797 0.0385333-0.000596739 0.033 23.45337 -2.680268 0.147903823-0.003798202 0.011 14.49606 -0.8123197 0.014288781-0.000168493 0.006 12.08515 -0.5495329 0.006165344 -2.363E-06 | 0.654 0.14283 -0.0413476 0.003656545 -7.4961E-05 1.361 1.20969 -0.1725151 0.018937763-0.000616266 4.804 -1.03895 0.2684161-0.015504304 0.000317944 0.397 0.4133 0.1047996-0.007205978 0.000152639 | 0.00 0.00 0.00 0.00 | NULL | NULL | 76 | 0 |  |  | CSP108A01A |  | 2100 | 3100 | 1.5 | 0 | curves\hd\10/8-HD200G-METAL | 0 | 0 |  |  |  |  | 10/8 AH | HDM200147G-CR | 200 | [5 empty] | G | 600 | GG | 900 | [28 empty] | NULL | NULL | NULL | NULL | 4 | NULL | 0 0 0 0 0 0 0 0 | 0 0 0 0 0 0 0 0 0 0 0 0 0 0 0 0 | 1.1111e+27 | 0 | 0 | 0 | 0 | 0 | 0 | 0 | 0 | 0 | 0 | 0 | 0 | 0 | 0 | 0 | 0 | 0 | 0 | 0 | 0 | 0 | 0 | 0 | 0 | 0 | NULL | NULL | NULL | 44876 | Curve loaded from Warman / Weir printed curve | Pieter du Plessis | Pieter du Plessis | 0 | 0 | 254 | 203.2 | 0 |  | 45097 |  |  |  | NULL | NULL | NULL | NULL | NULL | NULL | NULL | NULL | NULL | NULL |  |  | 0 | 0 | 90.16 | 69.96 | 392.26 |  | NULL | [30 empty] | 0 | 0 | 0 | 0 | 0 | 50.0 60.0 65.0 70.0 75.0 77.0 78.0 0.0 | 0 | 0 | 0 | 0 | bar a | 400 500 600 700 800 900 1000 0.0 | ¦¦¦ | 2 | 10/8-HD200G-METAL.png | NULL | 0 | NULL | 441.06 | 19.3 | 4
10/8-HD200G-RUBBER | SPSA | SLURRY | CLOSED | HD | RUBBER | 5 | WPG108AH32 | WARMAN | Live |  | AH | 10/8 AH-R | 1 | 1 | 1 | 9 | 2 | 0 | 0 | 0 | NULL | 1 | 0 | 0 | 1 | 0 | 1 | 1 | 0 | 0 | 0 | 0 | l/sec | 1 | m | 1 | 49.7 | 438.9 | 0 | 0 | 0 | 900 | 51.3 | 33.3 | 75.56 | 0 | 0 | 299.97 | 43.09 | 167.72 | 5.38 | 51.3 | 0 | 24 | 116 | 0 | 0 | 0 | 0 | 0 | 0 | 0 | 0 | 400 | 800 | 0 | 0 | 0 | 0 | 0 | 0 | 750 | 686 | NULL | 0 | 10/8-HD200G-RUBBER |  | 750 | 51.3 | 438.9 | NULL | 51.3;50;51.3;50.6;49.3;46.7;43.2;39;33.3 | 0;35.5;49;60;70;75;75.7;75;70 | 0;49.7;74.5;111.8;162.5;230.8;297.1;362.3;438.9 |  | 0.8;0.9;1.1;1.3;2.2;3.6;5.3;7.2;9.6 | 25 | 51.087 -.11063 .0220373 -.008982177 .000273791 | -0.018 22.85093 -2.6536752 0.141601951-0.002941984 | 0.815 -0.05286 0.0443818-0.000594028 -7.951E-06 | 0 | NULL | NULL | 76 | 0 |  |  |  |  | 0 | 2100 | 0 | 0 | curves\hd\10/8-HD200G-RUBBER | 0 | 0 |  |  |  |  | 10/8 AH | HD200147G-RU | 200 | [5 empty] | G | 600 | GG | 900 |  |  |  |  | Rubber;27% Chrome;Hyper Chrome;Acid Resist Chrome;Blue Diamond;Nitrile ;Neoprene;Polyurethane;Ceramic;316 Stainless Steel;Ferralium;SAF2205 (Duplex SS) | Rubber;27% Chrome;Hyper Chrome;Acid Resist Chrome;Blue Diamond;Nitrile ;Neoprene;Polyurethane;Ceramic;316 Stainless Steel;Ferralium;SAF2205 (Duplex SS) | SG Iron | Carbon Steel;316 Stainless Steel;Rubber (VSR);SAF2205 (Duplex SS) | CS62 Plated;420C Stainless Steel;Stellite Plated;316 Stainless Steel;Ferralium;SAF2205 (Duplex SS) | Expeller;LF Stuffing Box;FF Stuffing Box;ULF Stuffing Box;Dyna Seal | 27% Chrome;Hyper Chrome;316 Stainless Steel;Ferralium;SAF2205 (Duplex SS);904 Stainless Steel;Cast Iron;316 Stainless Steel;Ferralium;SAF2205 (Duplex SS);904 Stainless Steel;27% Chrome | [17 empty] | NULL | NULL | NULL | NULL | 4 | NULL | 0 0 0 0 0 0 0 0 | 0 0 0 0 0 0 0 0 0 0 0 0 0 0 0 0 | 1.1111e+31 | 0 | 0 | 0 | 0 | 0 | 0 | 0 | 0 | 0 | 0 | 0 | 0 | 0 | 0 | 0 | 0 | 0 | 0 | 0 | 0 | 0 | 0 | 0 | 0 | 0 | NULL | NULL | NULL | 44872 | Curve loaded from Warman / Weir printed curve | Gugu Khoza | TAS ONLINE | 0 | 0 | 254 | 203.2 | 0 |  | 45739 |  |  |  | NULL | NULL | NULL | NULL | NULL | NULL | NULL | NULL | NULL | NULL |  |  | 0 | 0 | 50.89 | 39.02 | 183.37 |  | NULL | [30 empty] | 0 | 0 | 0 | 0 | 0 | 40.0 50.0 60.0 70.0 75.0 75.7 0.0 0.0 | 0 | 0 | 0 | 0 | bar a | 400 450 500 550 600 650 700 750 | 47;530;0;500¦490;30;0;60¦¦644;530;0;10 | 2 | 10/8-HD200G-RUBBER.png | NULL | 0 | NULL | 204.7 | 0 | 1
10/8-HDM200F-METAL | SPSA | SLURRY | CLOSED | HD | METAL | 5 | WPG108AH30 | WARMAN | Live |  | AH | 10/8 AH-M | 4 | 4 | 1 | 8 | 2 | 0 | 0 | 0 | NULL | 1 | 0 | 0 | 1 | 1 | 1 | 1 | 0 | 0 | 0 | 0 | l/sec | 1 | m | 1 | 120 | 600 | 0 | 0 | 0 | 425 | 90.7 | 9 | 78.03 | 0 | 0 | 362.88 | 76.84 | 350.36 | 13.21 | 90.7 | 0 | 23 | 87 | 0 | 0 | 0 | 0 | 0 | 0 | 0 | 0 | 400 | 1000 | 0 | 0 | 0 | 90 | 0 | 0 | 1000 | 686 | NULL | 0 | 10/8 AH-M;10/8 AH-M;10/8 AH-M;10/8 AH-M | 0.00 0.00 0.00 0.00 | 400.00 600.00 800.00 1000.00 | 14.5 33 57.9 90.7 | 229.2 342.5 442.3 550.7 | NULL | 14.5;14.3;13.7;13.2;11.9;10.2;8.9¦33;31.9;30.8;29.1;27.3;24.3;21.9;19.7¦57.9;56;55.1;53.8;51.2;48.4;42.5;38.6;33.8¦90.7;87.6;85.7;82;75.7;72;60.7;53.1 | 0;30;65;70;73.58;70;65¦0;45;65;75;77.2;75;70;65¦0;50;60;70;77;77.85;75;70;65¦0;50;65;75;78.8;77;70;65 | 0;25.9;85;115.8;163.9;203.3;229.2¦0;64.1;119.5;183.6;230.4;277;313;342.5¦0;112.1;147.8;197.1;255;303.1;374.5;406.6;442.3¦0;134.3;200.8;284.6;375.8;416.4;506.4;550.7 |  | 0.7;0.7;0.9;1;2.5;4.5;5.5¦1.3;3.9;4.6;6.6;8.6;10;11.2;12.7¦4.8;4.2;5.5;6.6;9.2;11;13.4;14.3;15.8¦0.4;4.6;7.5;10.5;13.6;14.9;17.5;19.3 | 10 25 25 25 | 14.508 -.10158 .0078502 -.000911356 1.289E-05 33.018 -.65105 .1088437 -.01583066 .000449948 57.898 -.35462 -.0100208 -.000782958 -.000105884 90.692 -.5136 -.0009494 -.00128233 -5.1243E-05 | -0.096 14.23201 -1.066797 0.0385333-0.000596739 0.033 23.45337 -2.680268 0.147903823-0.003798202 0.011 14.49606 -0.8123197 0.014288781-0.000168493 0.006 12.08515 -0.5495329 0.006165344 -2.363E-06 | 0.654 0.14283 -0.0413476 0.003656545 -7.4961E-05 1.361 1.20969 -0.1725151 0.018937763-0.000616266 4.804 -1.03895 0.2684161-0.015504304 0.000317944 0.397 0.4133 0.1047996-0.007205978 0.000152639 | 0.00 0.00 0.00 0.00 | NULL | NULL | 76 | 0 | WPA108A01A 1988 | G | CSP108A01A |  | 2100 | 3100 | 1.5 | 0 | curves\hd\10_8-hdm200f-metal | 0 | 0 |  |  |  |  | 10/8 AH | HDM200147F-CR | 200 | [5 empty] | FAM | 260 | FFAM | 425 | [28 empty] | NULL | NULL | NULL | NULL | 4 | NULL | 0 0 0 0 0 0 0 0 | 0 0 0 0 0 0 0 0 0 0 0 0 0 0 0 0 | 1.1111e+27 | 0 | 0 | 0 | 0 | 0 | 0 | 0 | 0 | 0 | 0 | 0 | 0 | 0 | 0 | 0 | 0 | 0 | 0 | 0 | 0 | 0 | 0 | 0 | 0 | 0 | NULL | NULL | NULL | NULL | Curve loaded from Warman / Weir printed curve | Gugu Khoza | TAS ONLINE | 0 | 0 | 254 | 203.2 | 0 |  | 45789 |  |  |  | NULL | NULL | NULL | NULL | NULL | NULL | NULL | NULL | NULL | NULL |  |  | 0 | 0 | 90.16 | 69.96 | 392.26 |  | NULL | [30 empty] | 0 | 0 | 0 | 0 | 0 | 50.0 60.0 65.0 70.0 75.0 77.0 78.0 0.0 | 0 | 0 | 0 | 0 | bar a | 400 500 600 700 800 900 1000 0.0 | 41;528;0;600¦475;14;0;100¦¦629;515;0;25 | 2 | HD200_(5VC-M).png | NULL | 0 | NULL | 441.06 | 19.3 | 4
10/8-HDM200F-RUBBER | SPSA | SLURRY | CLOSED | HD | RUBBER | 5 | WPG108AH32 | WARMAN | Live |  | AH | 10/8 AH-R | 1 | 1 | 1 | 9 | 2 | 0 | 0 | 0 | NULL | 1 | 0 | 0 | 1 | 0 | 1 | 1 | 0 | 0 | 0 | 0 | l/sec | 1 | m | 1 | 50 | 439.7 | 0 | 0 | 0 | 425 | 51.3 | 33.5 | 75.67 | 0 | 0 | 296.36 | 43.21 | 165.94 | 10.4 | 51.3 | 0 | 26 | 75 | 0 | 0 | 0 | 0 | 0 | 0 | 0 | 0 | 400 | 800 | 0 | 0 | 0 | 0 | 0 | 0 | 800 | 686 | NULL | 0 | 10/8 AH-R |  | 800 | 51.3 | 439.7 | NULL | 51.3;51.4;51.3;50.9;49.7;46.9;43.1;39;33.5 | 0;35.5;50;60;70;75;75.7;75;70 | 0;50;77;113;162;230;298;360;439.7 |  | 2;2;2;2.8;4.4;7;10.4;14.2;19.4 | 25 | 51.28 .19737 -.0494333 -.004106721 .000171279 | -0.017 22.69774 -2.6103897 0.137775391-0.002835158 | 2.009 -0.28857 0.119964-0.003741808 5.9859E-05 | 0 | NULL | NULL | 76 | 0 | HD200 (5) |  |  |  | 0 | 2100 | 0 | 0 | curves\hd\10_8-hdm200f-rubber | 0 | 0 |  |  |  |  | 10/8 AH | HDM200147F-RU | 200 | [5 empty] | FAM | 260 | FFAM | 425 | [28 empty] | NULL | NULL | NULL | NULL | 4 | NULL |  |  | 1.1111e+35 | 0 | 0 | 0 | 0 | 0 | 0 | 0 | 0 | 0 | 0 | 0 | 0 | 0 | 0 | 0 | 0 | 0 | 0 | 0 | 0 | 0 | 0 | 0 | 0 | 0 | NULL | NULL | NULL | 44648 | Curve loaded from Warman / Weir printed curve | Gugu Khoza | TAS ONLINE | 0 | 0 | 254 | 203.2 | 0 | A | 45740 |  |  |  | NULL | NULL | NULL | NULL | NULL | NULL | NULL | NULL | NULL | NULL |  |  | 0 | 0 | 51.45 | 39.28 | 182.26 |  | NULL | [30 empty] | 0 | 0 | 0 | 0 | 0 | 40;50;60;70;75;75.7; | 0 | 0 | 0 | 0 | bar a | 400;450;500;550;600;650;700;750;800 | ¦¦¦ | 0 |  | NULL | 0 | NULL | 206.3 | 0 | 1
10/8-HDP200FF-METAL | SPSA | SLURRY | CLOSED | HD | METAL | 5 | WPG108AH30 | WARMAN | Live |  | AH | 10/8 AH-M | 4 | 4 | 1 | 8 | 2 | 0 | 0 | 0 | NULL | 1 | 0 | 0 | 1 | 0 | 1 | 1 | 0 | 0 | 0 | 0 | l/sec | 1 | m | 1 | 120 | 600 | 0 | 0 | 0 | 425 | 90.7 | 9 | 78.03 | 0 | 0 | 362.88 | 76.84 | 350.36 | 13.21 | 90.7 | 0 | 23 | 87 | 0 | 0 | 0 | 0 | 0 | 0 | 0 | 0 | 400 | 1000 | 0 | 0 | 0 | 90 | 0 | 0 | 1000 | 686 | NULL | 0 | 10/8-HDP200FF-METAL;10/8-HDP200FF-METAL;10/8-HDP200FF-METAL;10/8-HDP200FF-METAL | 0.00 0.00 0.00 0.00 | 400.00 600.00 800.00 1000.00 | 14.5 33 57.9 90.7 | 229.2 342.5 442.3 550.7 | NULL | 14.5;14.3;13.7;13.2;11.9;10.2;8.9¦33;31.9;30.8;29.1;27.3;24.3;21.9;19.7¦57.9;56;55.1;53.8;51.2;48.4;42.5;38.6;33.8¦90.7;87.6;85.7;82;75.7;72;60.7;53.1 | 0;30;65;70;73.58;70;65¦0;45;65;75;77.2;75;70;65¦0;50;60;70;77;77.85;75;70;65¦0;50;65;75;78.8;77;70;65 | 0;25.9;85;115.8;163.9;203.3;229.2¦0;64.1;119.5;183.6;230.4;277;313;342.5¦0;112.1;147.8;197.1;255;303.1;374.5;406.6;442.3¦0;134.3;200.8;284.6;375.8;416.4;506.4;550.7 |  | 0.7;0.7;0.9;1;2.6;4.5;5.5¦1.3;3.9;4.6;6.6;8.6;10;11.2;12.7¦4.8;4.2;5.5;6.6;9.2;11;13.4;14.3;15.8¦0.4;4.6;7.5;10.5;13.6;14.9;17.5;19.3 | 10 25 25 25 | 14.508 -.10158 .0078502 -.000911356 1.289E-05 33.018 -.65105 .1088437 -.01583066 .000449948 57.898 -.35462 -.0100208 -.000782958 -.000105884 90.692 -.5136 -.0009494 -.00128233 -5.1243E-05 | -0.096 14.23201 -1.066797 0.0385333-0.000596739 0.033 23.45337 -2.680268 0.147903823-0.003798202 0.011 14.49606 -0.8123197 0.014288781-0.000168493 0.006 12.08515 -0.5495329 0.006165344 -2.363E-06 | 0.659 0.13355 -0.0402652 0.003664044 -7.6649E-05 1.361 1.20969 -0.1725151 0.018937763-0.000616266 4.804 -1.03895 0.2684161-0.015504304 0.000317944 0.397 0.4133 0.1047996-0.007205978 0.000152639 | 0.00 0.00 0.00 0.00 | NULL | NULL | 76 | 0 |  |  | CSP108A01A |  | 2100 | 35 | 1.5 | 0 | curves\hd\10/8-HDP200FF-METAL | 0 | 0 |  |  |  |  | 10/8 AH | HDM200147F-CR | 200 | [5 empty] | FF | 460 | [30 empty] | NULL | NULL | NULL | NULL | 4 | NULL | 0 0 0 0 0 0 0 0 | 0 0 0 0 0 0 0 0 0 0 0 0 0 0 0 0 | 1.1111e+27 | 0 | 0 | 0 | 0 | 0 | 0 | 0 | 0 | 0 | 0 | 0 | 0 | 0 | 0 | 0 | 0 | 0 | 0 | 0 | 0 | 0 | 0 | 0 | 0 | 0 | NULL | NULL | NULL | 44876 | Curve loaded from Warman / Weir printed curve | Pieter du Plessis | Pieter du Plessis | 0 | 0 | 254 | 203.2 | 0 |  | 45092 |  |  |  | NULL | NULL | NULL | NULL | NULL | NULL | NULL | NULL | NULL | NULL |  |  | 0 | 0 | 90.16 | 69.96 | 392.26 |  | NULL | [30 empty] | 0 | 0 | 0 | 0 | 0 | 50.0 60.0 65.0 70.0 75.0 77.0 78.0 0.0 | 0 | 0 | 0 | 0 | bar a | 400 500 600 700 800 900 1000 0.0 | 41;528;0;600¦475;14;0;100¦¦629;515;0;25 | 2 |  | NULL | 0 | NULL | 441.06 | 19.3 | 4
11/4-HDF100D-METAL | SPSA | SLURRY | OPEN | HD | METAL | 4 | WPA4C51 | WARMAN | WIP |  |  |  | 3 | 3 | 1 | 11 | 2 | 0 | 0 | 0 | NULL | 1 | 0 | 0 | 1 | 0 | 1 | 1 | 1 | 0 | 0 | 0 | l/sec | 1 | m | 1 | 14 | 174.3 | 0 | 0 | 0 | 0 | 70.2 | 5 | 68.13 | 0 | 0 | 128.05 | 61.82 | 113.91 | 6.45 | 70.2 | 0 | 26 | 141 | 0 | 0 | 0 | 0 | 0 | 0 | 0 | 0 | 500 | 1600 | 0 | 0 | 0 | 0 | 0 | 0 | 1600 | 388 | NULL | 0 | 4 AHF;4 AHF;4 AHF |  | 500.00 1200.00 1600.00 | 7 39.9 70.2 | 55.7 130.8 174.3 | NULL | 7;7;7;6.7;6.4;6.1;6;5.7;5¦39.9;39.8;39.4;39;38.3;37.1;36.6;34.9;33.1;31.7;29.7¦70.2;70.5;69.8;69;67.7;66.5;65.5;62;57.5;55.6;52.8 | 0;45;55;60;64;66;68.1;66;64¦0;45;55;60;64;66;67;68.1;67;66;64¦0;45;55;60;64;66;67;68.1;67;66;63 | 0;14;19.8;24.8;32.7;39.2;44.2;46;55.7¦0;31.3;44.6;53.9;65.4;74.7;82.6;95.9;109.6;119.3;130.8¦0;41.3;58.6;70.8;85.1;96.3;104.2;125.7;152.3;161.3;174.3 |  | 0.9;0.9;0.9;0.9;0.9;0.9;1;1.1;1.2¦0.9;2;2.5;2.8;3.2;3.4;3.6;4.1;4.5;4.7;5.1¦2.5;3.5;4.3;4.6;5.2;5.5;5.9;6.5;7;7.4;8 | 5 10 10 | 6.996 .20573 -.0886424 .009323134 -.000400907 39.891 .17798 -.050184 -.003787865 .000156724 70.194 .40597 -.0730987 -.001691216 7.3049E-05 | -0.037 24.44925 -3.6180956 0.266578399-0.008300967 0.006 20.54564 -2.3373121 0.124512242-0.002854182 -0.016 15.79115 -1.4159059 0.06239317-0.001217042 | 0.898 0.06547 -0.0316182 0.004363697-0.000164149 0.897 0.36914 -0.0007289-0.000694761 3.577E-05 2.504 -0.00396 0.087255-0.007537756 0.00020523 | 0.00 0.00 0.00 | NULL | NULL | 0 | 0 |  |  |  |  | 0 | 0 | 0 | 0 |  | 0 | 0 | [12 empty] | DAM | 60 | DDAM | 110 | [28 empty] | NULL | NULL | NULL | NULL | 4 | NULL | 0 0 0 0 0 0 0 0 | 0 0 0 0 0 0 0 0 0 0 0 0 0 0 0 0 | 1.1111e+31 | 0 | 0 | 0 | 0 | 0 | 0 | 0 | 0 | 0 | 0 | 0 | 0 | 0 | 0 | 0 | 0 | 0 | 0 | 0 | 0 | 0 | 0 | 0 | 0 | 0 | NULL | NULL | NULL | 45149 |  | Pieter du Plessis | Pieter du Plessis | 0 | 0 | 279.4 | 101.6 | 0 |  | 45162 |  |  |  | NULL | NULL | NULL | NULL | NULL | NULL | NULL | NULL | NULL | NULL |  |  | 0 | 0 | 70.61 | 57.11 | 128.72 |  | NULL | [30 empty] | 0 | 0 | 0 | 0 | 0 | 45.0 55.0 60.0 64.0 66.0 67.0 0.0 0.0 | 0 | 0 | 0 | 0 | bar a | 500 700 900 1050 1200 1350 1500 1600 | 28;529;0;180¦598;25;0;80¦¦ | 0 | 11_4-HDF100D-METAL.png | NULL | 0 | NULL | 143.22 | 8 | 3
12/10-HD250G-METAL | SPSA | SLURRY | CLOSED | HD | METAL | 5 | WPG1210AH30 | WARMAN | Live |  | AH | 12/10 AH-M | 1 | 1 | 1 | 8 | 2 | 0 | 0 | 0 | NULL | 1 | 0 | 0 | 1 | 0 | 1 | 1 | 0 | 0 | 0 | 0 | l/sec | 1 | m | 1 | 104 | 650 | 0 | 0 | 0 | 900 | 84.3 | 60 | 80.52 | 0 | 0 | 555.19 | 67.02 | 453.06 | 10.89 | 84.3 | 0 | 29 | 112 | 0 | 0 | 0 | 0 | 0 | 0 | 0 | 0 | 300 | 900 | 0 | 0 | 0 | 0 | 0 | 0 | 900 | 762 | NULL | 0 | 12/10-HD250G-METAL |  | 900 | 84.3 | 650 | NULL | 84.3;84.7;82.9;80.3;78;74.5;67;60 | 0;40;60;70;75;78;80;78 | 0;104;218;303;362;430;556;650 |  | 3.1;3.1;4.4;5.2;6.3;7.6;11;14 | 25 | 84.3 .35568 -.0663059 .00094832 -1.1782E-05 | 0.243 12.3562 -0.8446325 0.030252872-0.000447436 | 3.064 -0.04308 0.0221715 -0.00037844 8.202E-06 | 0 | NULL | NULL | 86 | 0 |  |  |  |  | 0 | 2100 | 0 | 0 | curves\hd\12/10-HD250G-METAL | 0 | 0 |  |  |  |  | 12/10 AH | HD250147G-CR | 250 | [5 empty] | G | 600 | GG | 900 | [28 empty] | NULL | NULL | NULL | NULL | 4 | NULL |  |  | 1111 | 0 | 0 | 0 | 0 | 0 | 0 | 0 | 0 | 0 | 0 | 0 | 0 | 0 | 0 | 0 | 0 | 0 | 0 | 0 | 0 | 0 | 0 | 0 | 0 | 0 | NULL | NULL | NULL | 44872 | Curve loaded from Warman / Weir printed curve | Gugu Khoza | Pieter du Plessis | 0 | 0 | 304.8 | 254 | 0 |  | 44875 |  |  |  | NULL | NULL | NULL | NULL | NULL | NULL | NULL | NULL | NULL | NULL |  |  | 0 | 0 | 84.7 | 58.69 | 500.64 |  | NULL | [30 empty] | 0 | 0 | 0 | 0 | 0 | 40;60;70;75;78;80; | 0 | 0 | 0 | 0 | bar a | 300;400;500;600;700;800;900 | ¦¦¦ | 0 |  | NULL | 0 | NULL | 490.2 | 0 | 1
12/10-HD250G-RUBBER | SPSA | SLURRY | CLOSED | HD | RUBBER | 5 | WPG1210AH32 | WARMAN | Live |  | AH | 12/10 AH-R | 1 | 1 | 1 | 8 | 2 | 0 | 0 | 0 | NULL | 1 | 0 | 0 | 1 | 0 | 1 | 1 | 0 | 0 | 0 | 0 | l/sec | 1 | m | 1 | 80 | 488 | 0 | 0 | 0 | 425 | 44.9 | 34 | 81.15 | 0 | 0 | 430.35 | 36.42 | 189.36 | 7.06 | 44.9 | 0 | 31 | 106 | 0 | 0 | 0 | 0 | 0 | 0 | 0 | 0 | 300 | 700 | 0 | 0 | 0 | 0 | 0 | 0 | 700 | 762 | NULL | 0 | 12/10 AH-R |  | 700 | 44.9 | 488 | NULL | 44.9;44.6;43.9;42.7;41.7;39.3;36.6;34 | 0;40;60;70;75;80;81;80 | 0;80;155;225;272;354;425;488 |  | 2;2;3;4;5;6;7;8 | 25 | 44.903 -.04998 -.010103 -.001566438 3.8304E-05 | 0.056 16.44913 -1.457622 0.066618421-0.001249181 | 2.001 -0.26505 0.1023469-0.006434882 0.000138019 | 0 | NULL | NULL | 86 | 0 | HD250 (5) |  |  |  | 0 | 2100 | 0 | 0 | curves\hd\12_10-hdm250f-rubber | 0 | 0 |  |  |  |  | 12/10 AH | HDM250147F-RU | 250 | [5 empty] | FAM | 260 | FFAM | 425 | [28 empty] | NULL | NULL | NULL | NULL | 4 | NULL |  |  | 1.1111e+35 | 0 | 0 | 0 | 0 | 0 | 0 | 0 | 0 | 0 | 0 | 0 | 0 | 0 | 0 | 0 | 0 | 0 | 0 | 0 | 0 | 0 | 0 | 0 | 0 | 0 | NULL | NULL | NULL | 44648 | Curve loaded from Warman / Weir printed curve | Gugu Khoza | Pieter du Plessis | 0 | 0 | 304.8 | 254 | 0 | A | 44869 |  |  |  | NULL | NULL | NULL | NULL | NULL | NULL | NULL | NULL | NULL | NULL |  |  | 0 | 0 | 44.59 | 32.73 | 213.47 |  | NULL | [30 empty] | 0 | 0 | 0 | 0 | 0 | 40;60;70;75;80;81; | 0 | 0 | 0 | 0 | bar a | 300;350;400;450;500;550;600;650;700 | ¦¦¦ | 0 |  | NULL | 0 | NULL | 203.33 | 0 | 1
12/10-HDM250F-METAL | SPSA | SLURRY | CLOSED | HD | METAL | 5 | WPG1210AH30 | WARMAN | Live |  | AH | 12/10 AH-M | 1 | 1 | 1 | 8 | 2 | 0 | 0 | 0 | NULL | 1 | 0 | 0 | 1 | 0 | 1 | 1 | 0 | 0 | 0 | 0 | l/sec | 1 | m | 1 | 104 | 650 | 0 | 0 | 0 | 425 | 84.3 | 60 | 80.52 | 0 | 0 | 555.19 | 67.02 | 453.06 | 10.89 | 84.3 | 0 | 29 | 112 | 0 | 0 | 0 | 0 | 0 | 0 | 0 | 0 | 300 | 900 | 0 | 0 | 0 | 0 | 0 | 0 | 900 | 762 | NULL | 0 | 12/10 AH-M |  | 900 | 84.3 | 650 | NULL | 84.3;84.7;82.9;80.3;78;74.5;67;60 | 0;40;60;70;75;78;80;78 | 0;104;218;303;362;430;556;650 |  | 3.1;3.1;4.4;5.2;6.3;7.6;11;14 | 25 | 84.3 .35568 -.0663059 .00094832 -1.1782E-05 | 0.243 12.3562 -0.8446325 0.030252872-0.000447436 | 3.064 -0.04308 0.0221715 -0.00037844 8.202E-06 | 0 | NULL | NULL | 86 | 0 | HD250 (5) |  |  |  | 0 | 2100 | 0 | 0 | curves\hd\12_10-hdm250f-metal | 0 | 0 |  |  |  |  | 12/10 AH | HDM250147F-CR | 250 | [5 empty] | FAM | 260 | FFAM | 425 | [28 empty] | NULL | NULL | NULL | NULL | 4 | NULL |  |  | 1.1111e+27 | 0 | 0 | 0 | 0 | 0 | 0 | 0 | 0 | 0 | 0 | 0 | 0 | 0 | 0 | 0 | 0 | 0 | 0 | 0 | 0 | 0 | 0 | 0 | 0 | 0 | NULL | NULL | NULL | 44648 | Curve loaded from Warman / Weir printed curve | Gugu Khoza | Pieter du Plessis | 0 | 0 | 304.8 | 254 | 0 | A | 44872 |  |  |  | NULL | NULL | NULL | NULL | NULL | NULL | NULL | NULL | NULL | NULL |  |  | 0 | 0 | 84.7 | 58.69 | 500.64 |  | NULL | [30 empty] | 0 | 0 | 0 | 0 | 0 | 40;60;70;75;78;80; | 0 | 0 | 0 | 0 | bar a | 300;400;500;600;700;800;900 | ¦¦¦ | 0 |  | NULL | 0 | NULL | 490.2 | 0 | 1
12/10-HDM250F-RUBBER | SPSA | SLURRY | CLOSED | HD | RUBBER | 5 | WPG1210AH32 | WARMAN | Live |  | AH | 12/10 AH-R | 1 | 1 | 1 | 8 | 2 | 0 | 0 | 0 | NULL | 1 | 0 | 0 | 1 | 0 | 1 | 1 | 0 | 0 | 0 | 0 | l/sec | 1 | m | 1 | 80 | 488 | 0 | 0 | 0 | 425 | 44.9 | 34 | 81.15 | 0 | 0 | 430.35 | 36.42 | 189.36 | 7.06 | 44.9 | 0 | 31 | 106 | 0 | 0 | 0 | 0 | 0 | 0 | 0 | 0 | 300 | 700 | 0 | 0 | 0 | 0 | 0 | 0 | 700 | 762 | NULL | 0 | 12/10 AH-R |  | 700 | 44.9 | 488 | NULL | 44.9;44.6;43.9;42.7;41.7;39.3;36.6;34 | 0;40;60;70;75;80;81;80 | 0;80;155;225;272;354;425;488 |  | 2;2;3;4;5;6;7;8 | 25 | 44.903 -.04998 -.010103 -.001566438 3.8304E-05 | 0.056 16.44913 -1.457622 0.066618421-0.001249181 | 2.001 -0.26505 0.1023469-0.006434882 0.000138019 | 0 | NULL | NULL | 86 | 0 | HD250 (5) |  |  |  | 0 | 2100 | 0 | 0 | curves\hd\12_10-hdm250f-rubber | 0 | 0 |  |  |  |  | 12/10 AH | HDM250147F-RU | 250 | [5 empty] | FAM | 260 | FFAM | 425 | [28 empty] | NULL | NULL | NULL | NULL | 4 | NULL |  |  | 1.1111e+35 | 0 | 0 | 0 | 0 | 0 | 0 | 0 | 0 | 0 | 0 | 0 | 0 | 0 | 0 | 0 | 0 | 0 | 0 | 0 | 0 | 0 | 0 | 0 | 0 | 0 | NULL | NULL | NULL | 44648 | Curve loaded from Warman / Weir printed curve | Gugu Khoza | Pieter du Plessis | 0 | 0 | 304.8 | 254 | 0 | A | 44869 |  |  |  | NULL | NULL | NULL | NULL | NULL | NULL | NULL | NULL | NULL | NULL |  |  | 0 | 0 | 44.59 | 32.73 | 213.47 |  | NULL | [30 empty] | 0 | 0 | 0 | 0 | 0 | 40;60;70;75;80;81; | 0 | 0 | 0 | 0 | bar a | 300;350;400;450;500;550;600;650;700 | ¦¦¦ | 0 |  | NULL | 0 | NULL | 203.33 | 0 | 1
12/10-HDP250FF-METAL | SPSA | SLURRY | CLOSED | HD | METAL | 5 | WPG1210AH30 | WARMAN | Live |  | AH | 12/10 AH-M | 1 | 1 | 1 | 8 | 2 | 0 | 0 | 0 | NULL | 1 | 0 | 0 | 1 | 0 | 1 | 1 | 0 | 0 | 0 | 0 | l/sec | 1 | m | 1 | 104 | 650 | 0 | 0 | 0 | 460 | 84.3 | 60 | 80.52 | 0 | 0 | 555.19 | 67.02 | 453.06 | 10.89 | 84.3 | 0 | 29 | 112 | 0 | 0 | 0 | 0 | 0 | 0 | 0 | 0 | 300 | 900 | 0 | 0 | 0 | 0 | 0 | 0 | 900 | 762 | NULL | 0 | 12/10-HDP250FF-METAL |  | 900 | 84.3 | 650 | NULL | 84.3;84.7;82.9;80.3;78;74.5;67;60 | 0;40;60;70;75;78;80;78 | 0;104;218;303;362;430;556;650 |  | 3.1;3.1;4.4;5.2;6.3;7.6;11;14 | 25 | 84.3 .35568 -.0663059 .00094832 -1.1782E-05 | 0.243 12.3562 -0.8446325 0.030252872-0.000447436 | 3.064 -0.04308 0.0221715 -0.00037844 8.202E-06 | 0 | NULL | NULL | 86 | 0 |  |  |  |  | 0 | 35 | 0 | 0 | curves\hd\12/10-HDP250FF-METAL | 0 | 0 |  |  |  |  | 12/10 AH | HDM250147F-CR | 250 | [5 empty] | FF | 460 | [30 empty] | NULL | NULL | NULL | NULL | 4 | NULL |  |  | 1.1111e+27 | 0 | 0 | 0 | 0 | 0 | 0 | 0 | 0 | 0 | 0 | 0 | 0 | 0 | 0 | 0 | 0 | 0 | 0 | 0 | 0 | 0 | 0 | 0 | 0 | 0 | NULL | NULL | NULL | 44879 | Curve loaded from Warman / Weir printed curve | Pieter du Plessis | TAS ONLINE | 0 | 0 | 304.8 | 254 | 0 |  | 45756 |  |  |  | NULL | NULL | NULL | NULL | NULL | NULL | NULL | NULL | NULL | NULL |  |  | 0 | 0 | 84.7 | 58.69 | 500.64 |  | NULL | [30 empty] | 0 | 0 | 0 | 0 | 0 | 40;60;70;75;78;80; | 0 | 0 | 0 | 0 | bar a | 300;400;500;600;700;800;900 | ¦¦¦ | 0 |  | NULL | 0 | NULL | 490.2 | 0 | 1
14/12-HD300GART-METAL | SPSA | SLURRY | OPEN | HD | METAL | 4 | 14/12 AH-WRT |  | WIP |  |  |  | 1 | 1 | 1 | 11 | 2 | 0 | 0 | 0 | NULL | 1 | 0 | 0 | 1 | 0 | 1 | 1 | 0 | 0 | 0 | 0 | l/sec | 1 | m | 1 | 296.8 | 1105 | 0 | 0 | 0 | 0 | 87.7 | 68 | 79.29 | 0 | 0 | 825.65 | 76.61 | 782.12 | 10.39 | 87.7 | 0 | 25 | 110 | 0 | 0 | 0 | 0 | 0 | 0 | 0 | 0 | 400 | 700 | 0 | 0 | 0 | 0 | 0 | 0 | 700 | 965 | NULL | 0 | 14/12-HD300GART-METAL |  | 700 | 87.7 | 1105 | NULL | 87.7;86.6;85.6;84.7;83.2;81.4;79.5;76.9;73.3;69.8;68 | 0;60;68;72;76;78;79;79.4;79;78;77 | 0;296.8;387.4;450.5;543.2;631.6;709.5;816.8;938.9;1055;1105 |  | 2;2.2;3;3.5;5.5;6.7;8;10;12.3;13.5;13 | 100 | 87.698 .22155 -.1974867 -.000590913 .000189266 | 0.004 31.97095 -4.9207694 0.349426478-0.009849645 | 1.99 -0.28676 0.0429743 0.035057072-0.002559182 | 0 | NULL | NULL | 105 | 0 |  |  |  |  | 0 | 0 | 0 | 0 |  | 0 | 0 | [5 empty] | HD300145GART-METAL | [6 empty] | HD005G | 600 | HD005GG | 900 | [28 empty] | NULL | NULL | NULL | NULL | 4 | NULL | 0 0 0 0 0 0 0 0 | 0 0 0 0 0 0 0 0 0 0 0 0 0 0 0 0 | 1.1111e+27 | 0 | 0 | 0 | 0 | 0 | 0 | 0 | 0 | 0 | 0 | 0 | 0 | 0 | 0 | 0 | 0 | 0 | 0 | 0 | 0 | 0 | 0 | 0 | 0 | 0 | NULL | NULL | NULL | 45440 |  | TAS ONLINE | TAS ONLINE | 0 | 0 | 360 | 305 | 0 |  | 45440 |  |  |  | NULL | NULL | NULL | NULL | NULL | NULL | NULL | NULL | NULL | NULL |  |  | 0 | 0 | 86.61 | 71.76 | 886.12 |  | NULL | [30 empty] | 0 | 0 | 0 | 0 | 0 | 60.0 68.0 72.0 76.0 78.0 0.0 0.0 0.0 | 0 | 0 | 0 | 0 | bar a | 400 450 500 550 600 650 700 0 | 19;494;0;1000¦629;10;0;100¦¦ | 0 | 14_12-HD300GART-METAL.png | NULL | 0 | NULL | 956.71 | 0 | 1
14/12-HD300G-METAL | SPSA | SLURRY | CLOSED | HD | METAL | 5 | WPG1412AH30 | WARMAN | Live |  | AH | 14/12 AH-M | 1 | 1 | 1 | 9 | 2 | 0 | 0 | 0 | NULL | 1 | 0 | 0 | 1 | 0 | 1 | 1 | 0 | 0 | 0 | 0 | l/sec | 1 | m | 1 | 163 | 1140 | 0 | 0 | 0 | 900 | 88 | 59.4 | 76.43 | 0 | 0 | 817.01 | 73.95 | 774.98 | 15.24 | 88 | 0 | 25 | 82 | 0 | 0 | 0 | 0 | 0 | 0 | 0 | 0 | 300 | 700 | 0 | 0 | 0 | 0 | 0 | 0 | 700 | 965 | NULL | 0 | 14/12-HD300G-METAL |  | 700 | 88 | 1140 | NULL | 88;88.2;88;87.2;84.8;80.4;74.1;67.1;59.4 | 0;40;50;60;70;75;77;75;70 | 0;163;225;310;460;635;810;980;1140 |  | 2.5;2.5;3;4.7;7.3;11;15;19.5;24.5 | 100 | 87.988 .59411 -.2516564 -.009042597 .000637383 | -0.002 32.31269 -5.3960233 0.43042631-0.013905617 | 2.464 -0.8666 0.6646599-0.065725296 0.002542673 | 0 | NULL | NULL | 90 | 0 |  |  |  |  | 0 | 2100 | 0 | 0 | curves\hd\14/12-HD300G-METAL | 0 | 0 |  |  |  |  | 14/12 AH | HD300147G-CR | 300 | [5 empty] | G | 600 | GG | 900 | [28 empty] | NULL | NULL | NULL | NULL | 4 | NULL |  |  | 1111 | 0 | 0 | 0 | 0 | 0 | 0 | 0 | 0 | 0 | 0 | 0 | 0 | 0 | 0 | 0 | 0 | 0 | 0 | 0 | 0 | 0 | 0 | 0 | 0 | 0 | NULL | NULL | NULL | 44872 | Curve loaded from Warman / Weir printed curve | Gugu Khoza | Pieter du Plessis | 0 | 0 | 355.6 | 304.8 | 0 |  | 44875 |  |  |  | NULL | NULL | NULL | NULL | NULL | NULL | NULL | NULL | NULL | NULL |  |  | 0 | 0 | 88.25 | 66.99 | 855.42 |  | NULL | [30 empty] | 0 | 0 | 0 | 0 | 0 | 40;50;60;70;75;77; | 0 | 0 | 0 | 0 | bar a | 300;350;400;450;500;550;600;650;700 | ¦¦¦ | 0 |  | NULL | 0 | NULL | 948.4 | 0 | 1
14/12-HD300G-RUBBER | SPSA | SLURRY | CLOSED | HD | RUBBER | 5 | WPG1412AH32 | WARMAN | Live |  | AH | 14/12 AH-R | 1 | 1 | 1 | 11 | 2 | 0 | 0 | 0 | NULL | 1 | 0 | 0 | 1 | 0 | 1 | NULL | 0 | 0 | 0 | 0 | l/sec | 1 | m | 1 | 125 | 888.5 | 0 | 0 | 0 | 425 | 47 | 31.8 | 78.3 | 0 | 0 | 645.15 | 38.76 | 313.09 | 7.29 | 47 | 0 | 26 | 91 | 0 | 0 | 0 | 0 | 0 | 0 | 0 | 0 | 300 | 500 | 0 | 0 | 0 | 0 | 0 | 0 | 500 | 965 | NULL | 0 | 14/12-HD300G-RUBBER |  | 500 | 47 | 888.5 | NULL | 47;46.6;46.2;45.7;44.3;42.7;40.6;38.8;37.2;34.5;31.8 | 0;40;50;60;70;75;78;79;78;75;70 | 0;125;175;226;350;450;565;646;705.5;800;888.5 |  | 1.7;1.7;1.9;2.3;3.6;4.6;6;7.3;8.2;10;11.6 | 25 | 47.019 -.03894 -.0116642 5.5535E-05 -1.001E-06 | -0.055 10.59365 -0.5799377 0.015489927 -0.00016887 | 1.677 -0.08656 0.0217834-0.000562416 6.767E-06 | 0 | NULL | NULL | 104 | 0 |  |  |  |  | 0 | 2100 | 0 | 0 | curves\hd\14/12-HD300G-RUBBER | 0 | 0 | [5 empty] | HD300147G-RU | 300 | [5 empty] | G | 600 | GG | 900 | [28 empty] | NULL | NULL | NULL | NULL | 4 | NULL |  |  | 1111 | 0 | 0 | 0 | 0 | 0 | 0 | 0 | 0 | 0 | 0 | 0 | 0 | 0 | 0 | 0 | 0 | 0 | 0 | 0 | 0 | 0 | 0 | 0 | 0 | 0 | NULL | NULL | NULL | 44875 | Curve loaded from Warman / Weir printed curve | Pieter du Plessis | Pieter du Plessis | 0 | 0 | 355.6 | 304.8 | 0 |  | 44875 |  |  |  | NULL | NULL | NULL | NULL | NULL | NULL | NULL | NULL | NULL | NULL |  |  | 0 | 0 | 46.54 | 35.36 | 350.51 |  | NULL | [30 empty] | 0 | 0 | 0 | 0 | 0 | 40;50;60;70;75;78;79; | 0 | 0 | 0 | 0 | bar a | 300;350;400;450;500;500 | ¦¦¦ | 0 |  | NULL | 0 | NULL | 395.72 | 0 | 1
14/12-HDM300F-METAL | SPSA | SLURRY | CLOSED | HD | METAL | 5 | WPG1412AH30 | WARMAN | Live |  | AH | 14/12 AH-M | 1 | 1 | 1 | 9 | 2 | 0 | 0 | 0 | NULL | 1 | 0 | 0 | 1 | 0 | 1 | 1 | 0 | 0 | 0 | 0 | l/sec | 1 | m | 1 | 163 | 1140 | 0 | 0 | 0 | 900 | 88 | 59.4 | 76.43 | 0 | 0 | 817.01 | 73.95 | 774.98 | 15.24 | 88 | 0 | 25 | 82 | 0 | 0 | 0 | 0 | 0 | 0 | 0 | 0 | 300 | 700 | 0 | 0 | 0 | 0 | 0 | 0 | 700 | 965 | NULL | 0 | 14/12-HD300G-METAL |  | 700 | 88 | 1140 | NULL | 88;88.2;88;87.2;84.8;80.4;74.1;67.1;59.4 | 0;40;50;60;70;75;77;75;70 | 0;163;225;310;460;635;810;980;1140 |  | 2.5;2.5;3;4.7;7.3;11;15;19.5;24.5 | 100 | 87.988 .59411 -.2516564 -.009042597 .000637383 | -0.002 32.31269 -5.3960233 0.43042631-0.013905617 | 2.464 -0.8666 0.6646599-0.065725296 0.002542673 | 0 | NULL | NULL | 90 | 0 |  |  |  |  | 0 | 2100 | 0 | 0 | curves\hd\14/12-HD300G-METAL | 0 | 0 |  |  |  |  | 14/12 AH | HD300147G-CR | 300 | [5 empty] | FAM | 260 | FFAM | 425 | [28 empty] | NULL | NULL | NULL | NULL | 4 | NULL |  |  | 1111 | 0 | 0 | 0 | 0 | 0 | 0 | 0 | 0 | 0 | 0 | 0 | 0 | 0 | 0 | 0 | 0 | 0 | 0 | 0 | 0 | 0 | 0 | 0 | 0 | 0 | NULL | NULL | NULL | 44872 | Curve loaded from Warman / Weir printed curve | Gugu Khoza | Pieter du Plessis | 0 | 0 | 355.6 | 304.8 | 0 |  | 45176 |  |  |  | NULL | NULL | NULL | NULL | NULL | NULL | NULL | NULL | NULL | NULL |  |  | 0 | 0 | 88.25 | 66.99 | 855.42 |  | NULL | [30 empty] | 0 | 0 | 0 | 0 | 0 | 40;50;60;70;75;77; | 0 | 0 | 0 | 0 | bar a | 300;350;400;450;500;550;600;650;700 | ¦¦¦ | 0 |  | NULL | 0 | NULL | 948.4 | 0 | 1
14/12-HDM300F-RUBBER | SPSA | SLURRY | CLOSED | HD | RUBBER | 5 | WPG1412AH32 | WARMAN | Live |  | AH | 14/12 AH-R | 1 | 1 | 1 | 11 | 2 | 0 | 0 | 0 | NULL | 1 | 0 | 0 | 1 | 0 | 1 | 1 | 0 | 0 | 0 | 0 | l/sec | 1 | m | 1 | 125 | 888.5 | 0 | 0 | 0 | 425 | 47 | 31.8 | 78.3 | 0 | 0 | 645.15 | 38.76 | 313.09 | 7.29 | 47 | 0 | 26 | 91 | 0 | 0 | 0 | 0 | 0 | 0 | 0 | 0 | 300 | 500 | 0 | 0 | 0 | 0 | 0 | 0 | 500 | 965 | NULL | 0 | 14/12 AH-R |  | 500 | 47 | 888.5 | NULL | 47;46.6;46.2;45.7;44.3;42.7;40.6;38.8;37.2;34.5;31.8 | 0;40;50;60;70;75;78;79;78;75;70 | 0;125;175;226;350;450;565;646;705.5;800;888.5 |  | 1.7;1.7;1.9;2.3;3.6;4.6;6;7.3;8.2;10;11.6 | 25 | 47.019 -.03894 -.0116642 5.5535E-05 -1.001E-06 | -0.055 10.59365 -0.5799377 0.015489927 -0.00016887 | 1.677 -0.08656 0.0217834-0.000562416 6.767E-06 | 0 | NULL | NULL | 104 | 0 | HD300 (5) |  |  |  | 0 | 2100 | 0 | 0 | curves\hd\14_12-hdm300f-rubber | 0 | 0 | [5 empty] | HDM300147F-RU | 300 | [5 empty] | FAM | 260 | FFAM | 425 | [28 empty] | NULL | NULL | NULL | NULL | 4 | NULL |  |  | 1.1111e+23 | 0 | 0 | 0 | 0 | 0 | 0 | 0 | 0 | 0 | 0 | 0 | 0 | 0 | 0 | 0 | 0 | 0 | 0 | 0 | 0 | 0 | 0 | 0 | 0 | 0 | NULL | NULL | NULL | 44648 | Curve loaded from Warman / Weir printed curve | Gugu Khoza | Pieter du Plessis | 0 | 0 | 355.6 | 304.8 | 0 | A | 44872 |  |  |  | NULL | NULL | NULL | NULL | NULL | NULL | NULL | NULL | NULL | NULL |  |  | 0 | 0 | 46.54 | 35.36 | 350.51 |  | NULL | [30 empty] | 0 | 0 | 0 | 0 | 0 | 40;50;60;70;75;78;79; | 0 | 0 | 0 | 0 | bar a | 300;350;400;450;500;500 | ¦¦¦ | 0 |  | NULL | 0 | NULL | 395.72 | 0 | 1
14/12-HDP300GP-METAL | SPSA | SLURRY | CLOSED | HD | METAL | 5 | WPG1412AH30 | WARMAN | Live |  | AH | 14/12 AH-M | 1 | 1 | 1 | 9 | 2 | 0 | 0 | 0 | NULL | 1 | 0 | 0 | 1 | 0 | 1 | 1 | 0 | 0 | 0 | 0 | l/sec | 1 | m | 1 | 163 | 1140 | 0 | 0 | 0 | 900 | 88 | 59.4 | 76.43 | 0 | 0 | 817.01 | 73.95 | 774.98 | 15.24 | 88 | 0 | 25 | 82 | 0 | 0 | 0 | 0 | 0 | 0 | 0 | 0 | 300 | 700 | 0 | 0 | 0 | 0 | 0 | 0 | 700 | 965 | NULL | 0 | 14/12-HDP300GP-METAL |  | 700 | 88 | 1140 | NULL | 88;88.2;88;87.2;84.8;80.4;74.1;67.1;59.4 | 0;40;50;60;70;75;77;75;70 | 0;163;225;310;460;635;810;980;1140 |  | 2.5;2.5;3;4.7;7.3;11;15;19.5;24.5 | 100 | 87.988 .59411 -.2516564 -.009042597 .000637383 | -0.002 32.31269 -5.3960233 0.43042631-0.013905617 | 2.464 -0.8666 0.6646599-0.065725296 0.002542673 | 0 | NULL | NULL | 90 | 0 |  |  |  |  | 0 | 35 | 0 | 0 | curves\hd\14/12-HDP300GP-METAL | 0 | 0 |  |  |  |  | 14/12 AH | HD300147G-CR | 300 | [5 empty] | GP | 600 | [30 empty] | NULL | NULL | NULL | NULL | 4 | NULL |  |  | 1.1111e+35 | 0 | 0 | 0 | 0 | 0 | 0 | 0 | 0 | 0 | 0 | 0 | 0 | 0 | 0 | 0 | 0 | 0 | 0 | 0 | 0 | 0 | 0 | 0 | 0 | 0 | NULL | NULL | NULL | 44876 | Curve loaded from Warman / Weir printed curve | Pieter du Plessis | Pieter du Plessis | 0 | 0 | 355.6 | 304.8 | 0 |  | 44879 |  |  |  | NULL | NULL | NULL | NULL | NULL | NULL | NULL | NULL | NULL | NULL |  |  | 0 | 0 | 88.25 | 66.99 | 855.42 |  | NULL | [30 empty] | 0 | 0 | 0 | 0 | 0 | 40;50;60;70;75;77; | 0 | 0 | 0 | 0 | bar a | 300;350;400;450;500;550;600;650;700 | ¦¦¦ | 0 |  | NULL | 0 | NULL | 948.4 | 0 | 1
15/6-HDF150E-METAL | SPSA | SLURRY | OPEN | HD | METAL | 4 | ESY8661 | WARMAN | WIP |  |  |  | 3 | 3 | 1 | 11 | 2 | 0 | 0 | 0 | NULL | 1 | 0 | 0 | 1 | 0 | 1 | 1 | 1 | 0 | 0 | 0 | l/sec | 1 | m | 1 | 37.7 | 306.1 | 0 | 0 | 0 | 0 | 39.1 | 6.7 | 67.45 | 0 | 0 | 228.85 | 32.92 | 109.51 | 4.2 | 39.1 | 0 | 30 | 139 | 0 | 0 | 0 | 0 | 0 | 0 | 0 | 0 | 450 | 850 | 0 | 0 | 0 | 0 | 0 | 0 | 850 | 552 | NULL | 0 | 6 AHF;6 AHF;6 AHF |  | 450.00 700.00 850.00 | 11 26.5 39.1 | 165.5 261.7 306.1 | NULL | 11;10.3;10.2;10.2;10;9.9;9.6;9.3;9;8.4;7.4;6.7¦26.5;25.1;24.8;24.6;24.3;23.8;23.2;22.3;21.5;20;17.7;16.3¦39.1;36.9;36.5;36.2;35.9;35.1;34.2;33;31.4;29.4;26.2 | 0;40;50;55;60;65;67;67.6;67;65;60;58¦0;40;50;55;60;65;67;67.6;67;65;60;58¦0;40;50;55;60;65;67;67.6;67;65;60 | 0;37.7;53.5;63.3;80.3;100.4;112;120.5;130.8;142.4;157.6;165.5¦0;59;82.8;98.6;118.7;147.9;169.8;189.9;205.7;226.4;250.7;261.7¦0;71.8;100.4;120.5;143.6;178.9;204.5;227.6;251.3;275.7;306.1 |  | 1.1;1.3;1.4;1.5;1.6;2.2;2.3;2.4;2.6;2.8;3;3.3¦1.1;1.46;1.8;2.2;2.4;2.8;3.3;3.5;3.8;4;4.7;5¦1.1;1.6;2.1;2.4;3.8;3.3;3.7;4;4.5;5.3;5.5 | 10 25 25 | 10.999 -.31319 .0428547 -.002189375 -1.2236E-05 26.499 -.8612 .1399113 -.009240354 -.000490393 39.104 -1.35901 .2728429 -.025770785 .000450636 | 0.021 14.74797 -1.3302246 0.068452731-0.001768536 0.017 22.70943 -2.8680597 0.19299701 -0.00726157 0 18.87946 -2.0345035 0.121133311 -0.00393802 | 1.11 -0.01107 0.0140049-0.000344757 4.17E-07 1.101 -0.16966 0.1903426-0.025670446 0.001188017 1.075 -0.17921 0.1949213-0.023565149 0.000926456 | 0.00 0.00 0.00 | NULL | NULL | 0 | 0 |  |  |  |  | 0 | 0 | 0 | 0 |  | 0 | 0 | [12 empty] | EAM | 110 | EEAM | 225 | [28 empty] | NULL | NULL | NULL | NULL | 4 | NULL | 0 0 0 0 0 0 0 0 | 0 0 0 0 0 0 0 0 0 0 0 0 0 0 0 0 | 111111111111 | 0 | 0 | 0 | 0 | 0 | 0 | 0 | 0 | 0 | 0 | 0 | 0 | 0 | 0 | 0 | 0 | 0 | 0 | 0 | 0 | 0 | 0 | 0 | 0 | 0 | NULL | NULL | NULL | 45149 |  | Pieter du Plessis | Pieter du Plessis | 0 | 0 | 371 | 152 | 0 |  | 45162 |  |  |  | NULL | NULL | NULL | NULL | NULL | NULL | NULL | NULL | NULL | NULL |  |  | 0 | 0 | 37.59 | 29.5 | 121.98 |  | NULL | [30 empty] | 0 | 0 | 0 | 0 | 0 | 40.0 50.0 55.0 60.0 65.0 67.0 0.0 0.0 | 0 | 0 | 0 | 0 | bar a | 550 600 650 700 750 800 850 0 | 33;526;0;300¦598;23;0;40¦¦ | 0 | 15_6-HDF150E-METAL.png | NULL | 0 | NULL | 131.04 | 5.5 | 3
16/14-HD350H-METAL | SPSA | SLURRY | CLOSED | HD | METAL | 5 | WPG1614AH30 | WARMAN | Live |  | AH | 16/14 AH-M | 1 | 1 | 1 | 8 | 2 | 0 | 0 | 0 | NULL | 1 | 0 | 0 | 1 | 0 | 1 | 1 | 0 | 0 | 0 | 0 | l/sec | 1 | m | 1 | 220 | 1185 | 0 | 0 | 0 | 900 | 62 | 49 | 82.25 | 0 | 0 | 1016.18 | 53.21 | 644.52 | 10.59 | 62 | 0 | 28 | 94 | 0 | 0 | 0 | 0 | 0 | 0 | 0 | 0 | 250 | 550 | 0 | 0 | 0 | 0 | 0 | 0 | 550 | 1067 | NULL | 0 | 16/14-HD350H-METAL |  | 550 | 62 | 1185 | NULL | 62;63.5;63.55;62.8;61.7;59.2;54;49 | 0;50;60;70;75;80;82;80 | 0;220;305;442;558;740;980;1185 |  | 4.1;4.1;4.1;4.5;5.3;6.7;10;13.8 | 100 | 62.01 1.15036 -.2173651 -.000906072 .000272488 | 0.062 32.58066 -5.4483738 0.439545822 -0.01382202 | 4.106 -0.09379 0.0125975 0.008379306-0.000248759 | 0 | NULL | NULL | 135 | 0 |  |  |  |  | 0 | 2100 | 0 | 0 | curves\hd\16/14-HD350H-METAL | 0 | 0 |  |  |  |  | 16/14 AH | HDM350147H-CR | 350 | [5 empty] | H | 1400 | [30 empty] | NULL | NULL | NULL | NULL | 4 | NULL |  |  | 1.1111e+27 | 0 | 0 | 0 | 0 | 0 | 0 | 0 | 0 | 0 | 0 | 0 | 0 | 0 | 0 | 0 | 0 | 0 | 0 | 0 | 0 | 0 | 0 | 0 | 0 | 0 | NULL | NULL | NULL | 44872 | Curve loaded from Warman / Weir printed curve | Gugu Khoza | TAS ONLINE | 0 | 0 | 406.4 | 355.6 | 0 |  | 45761 |  |  |  | NULL | NULL | NULL | NULL | NULL | NULL | NULL | NULL | NULL | NULL |  |  | 0 | 0 | 63.49 | 48.1 | 731.75 |  | NULL | [30 empty] | 0 | 0 | 0 | 0 | 0 | 50;60;70;75;80;82; | 0 | 0 | 0 | 0 | bar a | 250;300;350;400;450;500;550 | ¦¦¦ | 0 |  | NULL | 0 | NULL | 711.58 | 0 | 1
16/14-HD350H-RUBBER | SPSA | SLURRY | CLOSED | HD | RUBBER | 5 | WPG1614AH32 | WARMAN | Live |  | AH | 16/14 AH-R | 1 | 1 | 1 | 8 | 2 | 0 | 0 | 0 | NULL | 1 | 0 | 0 | 1 | 0 | 1 | 1 | 0 | 0 | 0 | 0 | l/sec | 1 | m | 1 | 190 | 1000 | 0 | 0 | 0 | 1400 | 42.3 | 32 | 82.17 | 0 | 0 | 841.3 | 35.48 | 356.14 | 8.5 | 42.3 | 0 | 28 | 83 | 0 | 0 | 0 | 0 | 0 | 0 | 0 | 0 | 250 | 450 | 0 | 0 | 0 | 0 | 0 | 0 | 450 | 1067 | NULL | 0 | 16/14-HD350H-RUBBER |  | 450 | 42.3 | 1000 | NULL | 42.3;43.2;43.15;42.5;41.7;39.8;36.3;32 | 0;50;60;70;75;80;82;80 | 0;190;257;370;453;605;800;1000 |  | 3.3;3.3;3.5;4;4.5;5.8;8;10.5 | 100 | 42.3 1.0011 -.2917316 .010235419 -.0001376 | 0.027 37.56663 -7.0695723 0.64077389 -0.02295417 | 3.297 -0.1489 0.0749724 0.005838465-0.000464227 | 0 | NULL | NULL | 120 | 0 |  |  |  |  | 0 | 2100 | 0 | 0 | curves\hd\16/14-HD350H-RUBBER | 0 | 0 |  |  |  |  | 16/14 AH | HD350147H-RU | 350 | [5 empty] | H | 1400 | [30 empty] | NULL | NULL | NULL | NULL | 4 | NULL |  |  | 1111 | 0 | 0 | 0 | 0 | 0 | 0 | 0 | 0 | 0 | 0 | 0 | 0 | 0 | 0 | 0 | 0 | 0 | 0 | 0 | 0 | 0 | 0 | 0 | 0 | 0 | NULL | NULL | NULL | 44872 | Curve loaded from Warman / Weir printed curve | Gugu Khoza | Pieter du Plessis | 0 | 0 | 406.4 | 355.6 | 0 |  | 44875 |  |  |  | NULL | NULL | NULL | NULL | NULL | NULL | NULL | NULL | NULL | NULL |  |  | 0 | 0 | 43.22 | 31.78 | 394.97 |  | NULL | [30 empty] | 0 | 0 | 0 | 0 | 0 | 50;60;70;75;80;82; | 0 | 0 | 0 | 0 | bar a | 250;300;350;400;450;450 | ¦¦¦ | 0 |  | NULL | 0 | NULL | 392.16 | 0 | 1
16/14-HDM350G-METAL | SPSA | SLURRY | CLOSED | HD | METAL | 5 | WPG1614AH30 | WARMAN | Live |  | AH | 16/14 AH-M | 1 | 1 | 1 | 8 | 2 | 0 | 0 | 0 | NULL | 1 | 0 | 0 | 1 | 0 | 1 | 1 | 0 | 0 | 0 | 0 | l/sec | 1 | m | 1 | 220 | 1185 | 0 | 0 | 0 | 900 | 62 | 49 | 82.25 | 0 | 0 | 1016.18 | 53.21 | 644.52 | 10.59 | 62 | 0 | 28 | 94 | 0 | 0 | 0 | 0 | 0 | 0 | 0 | 0 | 250 | 550 | 0 | 0 | 0 | 0 | 0 | 0 | 550 | 1067 | NULL | 0 | 16/14 AH-M |  | 550 | 62 | 1185 | NULL | 62;63.5;63.55;62.8;61.7;59.2;54;49 | 0;50;60;70;75;80;82;80 | 0;220;305;442;558;740;980;1185 |  | 4.1;4.1;4.1;4.5;5.3;6.7;10;13.8 | 100 | 62.01 1.15036 -.2173651 -.000906072 .000272488 | 0.062 32.58066 -5.4483738 0.439545822 -0.01382202 | 4.106 -0.09379 0.0125975 0.008379306-0.000248759 | 0 | NULL | NULL | 135 | 0 | HD350 (5) |  |  |  | 0 | 2100 | 0 | 0 | curves\hd\16_14-hdm350g-metal | 0 | 0 |  |  |  |  | 16/14 AH | HDM350147G-CR | 350 | [5 empty] | GAM | 600 | GGAM | 900 | [28 empty] | NULL | NULL | NULL | NULL | 4 | NULL |  |  | 1.1111e+27 | 0 | 0 | 0 | 0 | 0 | 0 | 0 | 0 | 0 | 0 | 0 | 0 | 0 | 0 | 0 | 0 | 0 | 0 | 0 | 0 | 0 | 0 | 0 | 0 | 0 | NULL | NULL | NULL | 44648 | Curve loaded from Warman / Weir printed curve | Gugu Khoza | Pieter du Plessis | 0 | 0 | 406.4 | 355.6 | 0 | A | 44872 |  |  |  | NULL | NULL | NULL | NULL | NULL | NULL | NULL | NULL | NULL | NULL |  |  | 0 | 0 | 63.49 | 48.1 | 731.75 |  | NULL | [30 empty] | 0 | 0 | 0 | 0 | 0 | 50;60;70;75;80;82; | 0 | 0 | 0 | 0 | bar a | 250;300;350;400;450;500;550 | ¦¦¦ | 0 |  | NULL | 0 | NULL | 711.58 | 0 | 1
16/14-HDM350G-RUBBER | SPSA | SLURRY | CLOSED | HD | RUBBER | 5 | WPG1614AH32 | WARMAN | Live |  | AH | 16/14 AH-R | 1 | 1 | 1 | 8 | 2 | 0 | 0 | 0 | NULL | 1 | 0 | 0 | 1 | 0 | 1 | 1 | 0 | 0 | 0 | 0 | l/sec | 1 | m | 1 | 190 | 1000 | 0 | 0 | 0 | 900 | 42.3 | 32 | 82.17 | 0 | 0 | 841.3 | 35.48 | 356.14 | 8.5 | 42.3 | 0 | 28 | 83 | 0 | 0 | 0 | 0 | 0 | 0 | 0 | 0 | 250 | 450 | 0 | 0 | 0 | 0 | 0 | 0 | 450 | 1067 | NULL | 0 | 16/14 AH-R |  | 450 | 42.3 | 1000 | NULL | 42.3;43.2;43.15;42.5;41.7;39.8;36.3;32 | 0;50;60;70;75;80;82;80 | 0;190;257;370;453;605;800;1000 |  | 3.3;3.3;3.5;4;4.5;5.8;8;10.5 | 100 | 42.3 1.0011 -.2917316 .010235419 -.0001376 | 0.027 37.56663 -7.0695723 0.64077389 -0.02295417 | 3.297 -0.1489 0.0749724 0.005838465-0.000464227 | 0 | NULL | NULL | 120 | 0 | HD350 (5) |  |  |  | 0 | 2100 | 0 | 0 | curves\hd\16_14-hdm350g-rubber | 0 | 0 |  |  |  |  | 16/14 AH | HDM350147G-RU | 350 | [5 empty] | GAM | 600 | GGAM | 900 | [28 empty] | NULL | NULL | NULL | NULL | 4 | NULL |  |  | 1.1111e+23 | 0 | 0 | 0 | 0 | 0 | 0 | 0 | 0 | 0 | 0 | 0 | 0 | 0 | 0 | 0 | 0 | 0 | 0 | 0 | 0 | 0 | 0 | 0 | 0 | 0 | NULL | NULL | NULL | 44648 | Curve loaded from Warman / Weir printed curve | Gugu Khoza | Pieter du Plessis | 0 | 0 | 406.4 | 355.6 | 0 | A | 44872 |  |  |  | NULL | NULL | NULL | NULL | NULL | NULL | NULL | NULL | NULL | NULL |  |  | 0 | 0 | 43.22 | 31.78 | 394.97 |  | NULL | [30 empty] | 0 | 0 | 0 | 0 | 0 | 50;60;70;75;80;82; | 0 | 0 | 0 | 0 | bar a | 250;300;350;400;450;450 | ¦¦¦ | 0 |  | NULL | 0 | NULL | 392.16 | 0 | 1
2 AHF | SPSA | SLURRY | OPEN | HD | METAL | 4 | 2 AHF | WARMAN | WIP |  |  |  | 3 | 3 | 1 | 11 | 2 | 0 | 0 | 0 | NULL | 1 | 0 | 0 | 1 | 0 | 1 | 1 | 0 | 0 | 0 | 0 | m^3/hr | 0.2777 | m | 1 | 3.9 | 45.2 | 0 | 0 | 0 | 0 | 57.1 | 7.3 | 56.5 | 0 | 0 | 33.54 | 50.55 | 8.17 | 6.27 | 57.1 | 0 | 13 | 63 | 0 | 0 | 0 | 0 | 0 | 0 | 0 | 0 | 1000 | 2600 | 0 | 0 | 0 | 0 | 0 | 0 | 2600 | 224 | NULL | 0 | 2 AHF;2 AHF;2 AHF |  | 1000.00 2000.00 2600.00 | 8.4 33.8 57.1 | 17.3 35.6 45.2 | NULL | 8.4;8.3;8.3;8.2;8.1;8;7.8;7.7;7.3;7.3¦33.8;33.5;33;32.7;32.1;31.6;31.1;30.1;28.8;28.1;27.8¦57.1;56.5;55.7;55.1;54.2;53.2;52.4;50.6;48.6;47.4;47 | 0;30;40;45;50;53;55;56.6;55;53¦0;30;40;45;50;53;55;56.6;55;53;52¦0;30;40;45;50;53;55;56.6;55;53;52 | 0;3.9;5.7;6.8;8.2;9.4;10.7;12.6;15.1;17.3¦0;7.8;11.4;13.7;16.5;18.9;21.3;25.8;30.8;33.6;35.6¦0;10.1;14.9;17.8;21.4;24.4;27.4;33.3;40.1;43.9;45.2 |  | 2;2;2;2;2;2.2;2.3;2.5;2.8;3.4¦2;2;2.4;2.6;3.2;3.5;3.9;4.8;6;6.5;51¦2;2.3;2.6;3.4;4;4.5;5.3;6.3;7;7.4;7.5 | 1 5 5 | 8.4 -.05293 .0153008 -.002214249 7.4677E-05 33.804 .10738 -.2166263 .007509521 .000565077 57.091 .28545 -.3167479 .022940865 -.000555964 | 0.012 8.84893 -0.2537809-0.014896848 0.00059092 0.015 22.43179 -1.8960583-0.148354856 0.016256964 0.012 17.47886 -1.2755535-0.034793243 0.003588366 | 2.007 -0.03109 0.0059279-0.000241908 1.5505E-05 2.835 -22.5891 19.031826-4.876570358 0.38751618 2.017 -0.51741 0.3511095 -0.03138592 0.000690228 | 0.00 0.00 0.00 | NULL | NULL | 0 | 0 |  |  |  |  | 0 | 0 | 0 | 0 |  | 0 | 0 | [44 empty] | NULL | NULL | NULL | NULL | 4 | NULL | 0 0 0 0 0 0 0 0 | 0 0 0 0 0 0 0 0 0 0 0 0 0 0 0 0 | 1.1111e+31 | 0 | 0 | 0 | 0 | 0 | 0 | 0 | 0 | 0 | 0 | 0 | 0 | 0 | 0 | 0 | 0 | 0 | 0 | 0 | 0 | 0 | 0 | 0 | 0 | 0 | NULL | NULL | NULL | 45152 |  | Pieter du Plessis | Pieter du Plessis | 0 | 0 | 138 | 51 | 0 |  | 45152 |  |  |  | NULL | NULL | NULL | NULL | NULL | NULL | NULL | NULL | NULL | NULL |  |  | 0 | 0 | 57.13 | 48.49 | 9.67 |  | NULL | [30 empty] | 0 | 0 | 0 | 0 | 0 | 30.0 40.0 45.0 50.0 53.0 55.0 0.0 0.0 | 0 | 0 | 0 | 0 | bar a | 1000 1250 1500 1750 2000 2200 2400 2600 | 28;534;0;45¦617;22;0;60¦¦ | 0 | 2_AHF_.png | NULL | 0 | NULL | 11.12 | 7.5 | 3
2/1.5-HD42B-METAL | SPSA | SLURRY | OPEN | HD | METAL | 5 | WPG215AH31 | WARMAN | Live |  | AH | 2/1.5 AH-M | 6 | 6 | 1 | 7 | 2 | 0 | 0 | 0 | NULL | 1 | 0 | 0 | 1 | 0 | 1 | 1 | 1 | 0 | 0 | 0 | l/sec | 1 | m | 1 | 1.7 | 25 | 0 | 0 | 0 | 15 | 65 | 5 | 47.34 | 0 | 0 | 11.41 | 28.88 | 6.82 | 5.1 | 63.1 | 0 | 27 | 101 | 0 | 0 | 0 | 0 | 0 | 0 | 0 | 0 | 1180 | 3200 | 0 | 0 | 0 | 90 | 0 | 0 | 3200 | 184 | NULL | 0 | 2/1.5 AH-M;2/1.5 AH-M;2/1.5 AH-M;2/1.5 AH-M;2/1.5 AH-M;2/1.5 AH-M | 0.00 0.00 0.00 0.00 0.00 0.00 | 1200.00 1600.00 2000.00 2400.00 2800.00 3200.00 | 8.2 16 24.5 36 48 63.1 | 9 12 14.8 17.6 20.8 24.1 | NULL | 8.2;8.3;7.7;7;4.2¦16;15.2;14.6;14;11.7;8.8¦24.5;24.2;23.8;22.4;18.6;14.9;14.4¦36;35.2;34.5;33.1;31.5;26.2;20.2¦48;47.6;46.7;43.7;36.3;26.9¦63.1;62.3;61.2;58.9;55.6;47.3;34.2 | 0;20;30;35;36¦0;20;30;35;40.2;38¦0;20;30;40;45;40;39¦0;20;30;40;45;46.75;39.8¦0;20;35;45;46;39.8¦0;20;30;40;45;47.32;39.8 | 0;2.4;4.5;6.1;9¦0;2.4;4.2;5.5;9.5;12¦0;2.4;4;6.6;11.2;14.4;14.8¦0;2.4;4;6.5;8.8;13.6;17.6¦0;2.7;5.6;9.8;15.9;20.8¦0;3.3;5.8;9.3;12.4;18.1;24.1 |  | 1.2;1.4;1.4;1.4;1.7¦0;2.8;2.9;1.4;4.1;5.2¦0;2.8;2.9;3.1;4.8;7.1;7.4¦0;2.8;2.9;2.9;4.1;6.4;9.8¦3.2;2.8;2.8;4.3;8.4;12.8¦3.2;2.8;2.6;3.6;5.7;10;17.1 | 1 1 1 1 1 1 | 8.208 .12253 -.0344809 -.003171108 16.019 -.42945 .0386099 -.004402707 24.493 .01996 -.0530172 .000375873 35.974 -.24767 -.0251129 -.00067088 47.993 -.02916 -.0354423 -.000571762 63.083 -.11359 -.0326416 -.000513445 | 0.042 10.10736 -0.8186666 0.015550035 -0.008 10.09221 -0.7661736 0.015753277 0.03 9.74878 -0.6129791 0.008940872 0.194 9.51869 -0.5801553 0.009524326 0.027 8.70871 -0.4965028 0.008167054 0.354 6.61354 -0.2760145 0.002894606 | 1.2 0.16456 -0.0414444 0.003259209 6.194 -1.911 0.2630787-0.009192416 2.963 -0.0884 0.010314 0.001084777 3.171 -0.23841 0.0372201-0.000132785 3.24 -0.3357 0.0517441-0.000648455 3.238 -0.33123 0.0444591-0.000285738 | 0.00 0.00 0.00 0.00 0.00 0.00 | NULL | NULL | 19 | 0 | WPA215B01 | B | CSP215B01 |  | 2100 | 3150 | 1.5 | 0 | curves\hd\2_1.5-hd42b-metal | 0 | 0 |  |  |  |  | 2/1.5 AH | HD42127B-CR | 32 | [5 empty] | B | 15 | [30 empty] | NULL | NULL | NULL | NULL | 3 | NULL | 0 0 0 0 0 0 0 0 | 0 0 0 0 0 0 0 0 0 0 0 0 0 0 0 0 | 1.1111e+23 | 0 | 0 | 0 | 0 | 0 | 0 | 0 | 0 | 0 | 0 | 0 | 0 | 0 | 0 | 0 | 0 | 0 | 0 | 0 | 0 | 0 | 0 | 0 | 0 | 0 | NULL | NULL | NULL | NULL | Curve loaded from Warman / Weir printed curve | Gugu Khoza | TAS ONLINE | 0 | 0 | 50.8 | 38 | 0 |  | 46178 |  |  |  | NULL | NULL | NULL | NULL | NULL | NULL | NULL | NULL | NULL | NULL |  |  | 0 | 0 | 62.62 | 54.09 | 15.58 |  | NULL | [30 empty] | 0 | 0 | 0 | 0 | 0 | 20.0 30.0 35.0 40.0 45.0 0.0 0.0 0.0 | 0 | 0 | 0 | 0 | bar a | 1200 1600 2000 2400 2800 3200 0 0 | 44;535;0;25¦477;6;0;70¦¦636;520;0;20 | 2 | HD32_(5VO-M).png | NULL | 0 | 0 | 20.3 | 17.1 | 4
2/1.5-HD42B-RUBBER | SPSA | SLURRY | OPEN | HD | RUBBER | 5 | WPG215AH33 | WARMAN | Live |  | AH | 2/1.5 AH-R | 6 | 6 | 1 | 8 | 2 | 0 | 0 | 0 | NULL | 1 | 0 | 0 | 1 | 0 | 1 | 1 | 1 | 0 | 0 | 0 | l/sec | 1 | m | 1 | 2.8 | 16.6 | 0 | 0 | 0 | 0 | 45 | 5.13 | 51.06 | 0 | 0 | 14.31 | 34.71 | 9.54 | 6.94 | 44.6 | 0 | 22 | 73 | 0 | 0 | 0 | 0 | 0 | 0 | 0 | 0 | 950 | 2600 | 0 | 0 | 0 | 68 | 0 | 0 | 2600 | 178 | NULL | 0 | 2/1.5 AH-R;2/1.5 AH-R;2/1.5 AH-R;2/1.5 AH-R;2/1.5 AH-R;2/1.5 AH-R | 0.00 0.00 0.00 0.00 0.00 0.00 | 1000.00 1200.00 1600.00 2000.00 2400.00 2600.00 | 7.2 10 17.4 27.5 38.2 44.6 | 7.4 9.2 10.9 13.5 15.5 16.5 | NULL | 7.2;7.2;7.1;7;5.8;4.7¦10;10;10;9.6;8.6;8.2;6.3¦17.4;16.7;16.2;15.9;15.3;14.5;13.5;11.6¦27.5;26.6;25.9;25.1;23.3;21.2;18.5¦38.2;37;34.9;33.8;29.8;26.8¦44.6;44;43.2;41.4;40;37.4;35.2;32.1 | 0;20;30;40;43;40.55¦0;20;30;40;45;46;42.5¦0;20;30;40;45;50;50.15;49.98¦0;20;30;40;50;50.95;49.8¦0;20;40;44;50.9;49.97¦0;20;30;40.5;43.8;51.5;50.8;50 | 0;1.1;1.9;2.8;5.6;7.4¦0;1.4;2.2;3.3;5.8;6.8;9.2¦0;1.8;2.9;4.3;5.8;7.4;9;10.9¦0;2.3;3.7;5.7;8.9;11.3;13.5¦0;2.7;6.8;8.5;13;15.5¦0;2.9;4.8;7.4;9.4;11.9;13.8;16.5 |  | 0;0.8;0.9;1;1.3;1.6¦2.2;2.2;2.1;2.2;2.4;2.7;3.3¦2.2;2.2;2.3;2.2;2.4;2.8;3.3;4.2¦0.2;2.2;2.2;2.4;3.4;4.8;6¦2.2;2.1;2.6;3.2;5.7;8¦2.2;2.2;2.3;2.8;3.5;5;6.5;9.3 | 1 1 1 1 1 1 | 7.189 .09609 -.0682713 .001315691 10.018 .05976 -.0498903 -3.6705E-05 17.406 -.49784 .0532335 -.005171568 27.521 -.48655 .0293683 -.003170435 38.192 -.42388 -.0002888 -.001278813 44.587 -.03078 -.058712 .000883266 | -0.372 22.90734 -3.7455047 0.188392953 -0.467 18.68182 -2.3869789 0.093853247 -0.208 13.45038 -1.1190151 0.028079662 -0.059 10.07226 -0.567036 0.006945352 0.06 8.46993 -0.430171 0.005941526 0.183 7.65257 -0.3234009 0.002613302 | 0.623 0.18515 -0.0247792 0.002379151 2.214 -0.07188 0.0176033 0.000340345 2.215 -0.0101 -0.0021677 0.001827431 0.373 0.78453 -0.0928963 0.004922605 2.199 -0.0861 0.0159168 0.000887402 2.221 -0.06653 0.0117229 0.001114559 | 0.00 0.00 0.00 0.00 0.00 0.00 | NULL | NULL | 4 | 0 | WPA215B02 | B | CSP215B02 |  | 1400 | 1750 | 1.25 | 0 | curves\hd\2_1.5-hd42b-rubber | 0 | 0 |  |  |  |  | 2/1.5 AH | HD42127B-RU | 32 | [5 empty] | B | 15 | 0 | 0 | 0 | 0 | [26 empty] | NULL | NULL | NULL | NULL | 3 | NULL | 0 0 0 0 0 0 0 0 | 0 0 0 0 0 0 0 0 0 0 0 0 0 0 0 0 | 1.1111e+31 | 0 | 0 | 0 | 0 | 0 | 0 | 0 | 0 | 0 | 0 | 0 | 0 | 0 | 0 | 0 | 0 | 0 | 0 | 0 | 0 | 0 | 0 | 0 | 0 | 0 | NULL | NULL | NULL | NULL | Curve loaded from Warman / Weir printed curve | Gugu Khoza | Pieter du Plessis | 0 | 0 | 50.8 | 38 | 0 |  | 45076 |  |  |  | NULL | NULL | NULL | NULL | NULL | NULL | NULL | NULL | NULL | NULL |  |  | 0 | 0 | 44.48 | 31.22 | 10.63 |  | NULL | [30 empty] | 0 | 0 | 0 | 0 | 0 | 20.0 30.0 40.0 45.0 50.0 0.0 0.0 0.0 | 0 | 0 | 0 | 0 | bar a | 1000 1300 1600 1800 2000 2200 2400 2600 | 41;533;0;18¦460;7;0;50¦¦615;502;0;10 | 2 | 2_1.5-HD42B-RUBBER.png | NULL | 0 | NULL | 10.39 | 9.3 | 6
2/2-CT50B-METAL | SPSA | SLURRY | OPEN | HD | METAL | 8 | 2/2-CT50B-METAL |  | WIP |  |  |  | 1 | 1 | 1 | 7 | 2 | 0 | 0 | 0 | NULL | 1 | 0 | 0 | 1 | 0 | 1 | 1 | 0 | 0 | 0 | 0 | l/sec | 1 | m | 1 | 3.4 | 17.6 | 0 | 0 | 0 | 0 | 23.4 | 16.2 | 40.94 | 0 | 0 | 14.81 | 18.21 | 6.46 | 0 | 23.5 | 0 | 21 | 0 | 0 | 0 | 0 | 0 | 0 | 0 | 0 | 0 | 700 | 1500 | 0 | 8 | 0 | 0 | 0 | 0 | 1500 | 254 | NULL | 0 | 2/2-CT50B-METAL |  | 1500 | 23.5 | 17.6 | NULL | 23.5;22.7;22;21.3;19.7;18.1;16.2 | 0;20;30;35;40;41;39.89 | 0;3.4;6.2;8.2;12.1;15;17.6 |  | 0;0;0;0;0;0;0 | 1 | 23.496 -.21118 -.0041237 -.000203374 -1.2393E-05 | 0.007 7.42001 -0.516731 0.018779199-0.000344211 | 0 0 0 0 0 | 0 | NULL | NULL | 51 | 0 |  |  |  |  | 0 | 0 | 0 | 0 |  | 0 | 0 |  |  |  |  | 2/2TC-METAL | CT50191B-METAL | [6 empty] | HD005B | 15 | [30 empty] | NULL | NULL | NULL | NULL | 4 | NULL | 0 0 0 0 0 0 0 0 | 0 0 0 0 0 0 0 0 0 0 0 0 0 0 0 0 | 1.1111e+31 | 0 | 0 | 0 | 0 | 0 | 0 | 0 | 0 | 0 | 0 | 0 | 0 | 0 | 0 | 0 | 0 | 0 | 0 | 0 | 0 | 0 | 0 | 0 | 0 | 0 | NULL | NULL | NULL | 45734 |  | TAS ONLINE | TAS ONLINE | 0 | 0 | 50.8 | 50.8 | 0 |  | 45734 |  |  |  | NULL | NULL | NULL | NULL | NULL | NULL | NULL | NULL | NULL | NULL |  |  | 0 | 0 | 22.72 | 16.07 | 7.04 |  | NULL | [30 empty] | 0 | 0 | 0 | 0 | 0 | 20.0 30.0 35.0 40.0 0.0 0.0 0.0 0.0 | 0 | 0 | 0 | 0 | bar a | 700 900 1000 1100 1200 1300 1400 1500 | 37;534;0;18¦623;9;0;25¦¦ | 0 | 2_2-CT50B-METAL.png | NULL | 0 | NULL | 7.01 | 0 | 1
2/2-CT50C-METAL | SPSA | SLURRY | OPEN | HD | METAL | 8 | 2/2-CT50C-METAL |  | WIP |  |  |  | 1 | 1 | 1 | 7 | 2 | 0 | 0 | 0 | NULL | 1 | 0 | 0 | 1 | 0 | 1 | 1 | 0 | 0 | 0 | 0 | l/sec | 1 | m | 1 | 3.4 | 17.6 | 0 | 0 | 0 | 0 | 23.4 | 16.2 | 40.94 | 0 | 0 | 14.81 | 18.21 | 6.46 | 0 | 23.5 | 0 | 21 | 0 | 0 | 0 | 0 | 0 | 0 | 0 | 0 | 0 | 700 | 1500 | 0 | 8 | 0 | 0 | 0 | 0 | 1500 | 254 | NULL | 0 | 2/2-CT50C-METAL |  | 1500 | 23.5 | 17.6 | NULL | 23.5;22.7;22;21.3;19.7;18.1;16.2 | 0;20;30;35;40;41;39.89 | 0;3.4;6.2;8.2;12.1;15;17.6 |  | 0;0;0;0;0;0;0 | 1 | 23.496 -.21118 -.0041237 -.000203374 -1.2393E-05 | 0.007 7.42001 -0.516731 0.018779199-0.000344211 | 0 0 0 0 0 | 0 | NULL | NULL | 51 | 0 |  |  |  |  | 0 | 0 | 0 | 0 |  | 0 | 0 |  |  |  |  | 2/2TC-METAL | CT50191C-METAL | [6 empty] | HD005C | 30 | HD005CC | 55 | [28 empty] | NULL | NULL | NULL | NULL | 4 | NULL | 0 0 0 0 0 0 0 0 | 0 0 0 0 0 0 0 0 0 0 0 0 0 0 0 0 | 1.1111e+31 | 0 | 0 | 0 | 0 | 0 | 0 | 0 | 0 | 0 | 0 | 0 | 0 | 0 | 0 | 0 | 0 | 0 | 0 | 0 | 0 | 0 | 0 | 0 | 0 | 0 | NULL | NULL | NULL | 45734 |  | TAS ONLINE | Pieter du Plessis | 0 | 0 | 50.8 | 50.8 | 0 |  | 45735 |  |  |  | NULL | NULL | NULL | NULL | NULL | NULL | NULL | NULL | NULL | NULL |  |  | 0 | 0 | 22.72 | 16.07 | 7.04 |  | NULL | [30 empty] | 0 | 0 | 0 | 0 | 0 | 20.0 30.0 35.0 40.0 0.0 0.0 0.0 0.0 | 0 | 0 | 0 | 0 | bar a | 700 900 1000 1100 1200 1300 1400 1500 | 37;534;0;18¦623;9;0;25¦¦ | 0 | 2_2-CT50B-METAL.png | NULL | 0 | NULL | 7.01 | 0 | 1
20/18-HDM450G-METAL | SPSA | SLURRY | CLOSED | HD | METAL | 5 | WPG 2018AH30 | WARMAN | WIP |  |  |  | 5 | 5 | 1 | 10 | 2 | 0 | 0 | 0 | NULL | 1 | 0 | 0 | 1 | 0 | 1 | 1 | 0 | 0 | 0 | 0 | l/sec | 1 | m | 1 | 114.5 | 2040 | 0 | 0 | 0 | 1400 | 73 | 10.7 | 85.09 | 0 | 0 | 1786.79 | 57.11 | 1175.7 | 10.74 | 73.3 | 0 | 29 | 101 | 0 | 0 | 0 | 0 | 0 | 0 | 0 | 0 | 200 | 450 | 0 | 0 | 0 | 0 | 0 | 0 | 450 | 1370 | NULL | 0 | 20/18-HDM450G-METAL;20/18-HDM450G-METAL;20/18-HDM450G-METAL;20/18-HDM450G-METAL;20/18-HDM450G-METAL |  | 200.00 250.00 300.00 350.00 450.00 | 14.6 22.9 33 45.1 73.3 | 948.9 1185 1418 1658 2045 | NULL | 14.6;14.8;14.8;14.6;14.5;14.1;13.4;12.7;11.9;10.7¦22.9;23.2;23.1;22.9;22.5;21.8;20.8;20;18.4;16.7¦33;33.4;33.4;33;32.5;31.7;30.3;28.9;26.7;24.1¦45.1;45.6;45.4;45.1;44.2;43;41.3;39.2;36.1;32.9¦73.3;73.8;73.5;73.1;71.9;70;66.6;63.3;58.3;52.8 | 0;40;50;60;70;75;80;83;85;82.8¦0;40;50;60;70;75;80;83;85;83¦0;40;50;60;70;75;80;83;85;83¦0;40;50;60;70;75;80;83;85;83¦0;40;50;60;70;75;80;83;85;83 | 0;114.5;159.5;224.9;319;400.8;511.2;617.6;756.6;948.9¦0;154.8;203.7;285.1;403.3;505.1;643.6;773.9;953.2;1185¦0;179.2;240.3;342.2;484.7;606.9;773.9;928.7;1145;1418¦0;207.7;281.1;395.1;566.2;708.8;900.2;1084;1340;1658¦0;260.7;366.6;513.2;716.9;904.3;1169;1397;1723;2045 |  | 0.8;0.7;0.8;0.8;1.2;1.3;1.6;1.9;2.3;2.8¦0;0;0;0;0;0;0;0;0;0¦0;0;0;0;0;0;0;0;0;0¦0;0;0;0;0;0;0;0;0;0¦3.3;3.4;3.5;3.8;4.5;5.4;7;8.5;10.4;11.5 | 25 100 100 100 100 | 14.592 .08524 -.0091929 .000110187 5.4E-08 22.905 .40267 -.1632349 .009101807 -.000162684 33.01 .42986 -.1308217 .003905689 3.975E-06 45.123 .41528 -.1120981 .001299377 7.6412E-05 73.266 .47576 -.1069348 .001376713 1.5946E-05 | 0.248 11.10392 -0.6293236 0.017131-0.000177807 -0.008 34.26906 -5.9153372 0.493669342 -0.0159219 0.128 29.09965 -4.3123557 0.308367239-0.008458589 0.134 25.02225 -3.1864225 0.195427082-0.004590356 0.174 19.60043 -1.9763419 0.096856527-0.001829336 | 0.79 -0.0466 0.0082398-0.000246401 2.597E-06 0 0 0 0 0 0 0 0 0 0 0 0 0 0 0 3.314 -0.05334 0.0230547 0.001718667 -8.6187E-05 | 0.00 0.00 0.00 0.00 0.00 | NULL | NULL | 130 | 0 |  |  |  |  | 0 | 0 | 0 | 0 |  | 0 | 0 |  |  |  |  | WPG 2018AH30 | HDM450147G-CR | 20/18 | [5 empty] | GAM | 600 | GGAM | 900 | H | 1400 | [26 empty] | NULL | NULL | NULL | NULL | 4 | NULL | 0 0 0 0 0 0 0 0 | 0 0 0 0 0 0 0 0 0 0 0 0 0 0 0 0 | 1.1111e+19 | 0 | 2200 | 5 | 1 | 5 | 0 | 80 | 8 | 0 | 0 | 0 | 0 | 0 | 0 | 0 | 0 | 0 | 0 | 0 | 0 | 0 | 0 | 0 | 0 | 0 | NULL | NULL | NULL | 45097 |  | Pieter du Plessis | Pieter du Plessis | 0 | 0 | 508 | 457.2 | 0 |  | 45160 |  |  |  | NULL | NULL | NULL | NULL | NULL | NULL | NULL | NULL | NULL | NULL |  |  | 0 | 0 | 73.67 | 51.25 | 1347.38 |  | NULL | [30 empty] | 0 | 0 | 0 | 0 | 0 | 40.0 50.0 60.0 70.0 75.0 80.0 83.0 0.0 | 0 | 0 | 0 | 0 | bar a | 200 250 300 350 400 450 0 0 | 42;533;0;2000¦473;8;0;80¦¦622;509;0;12 | 2 | 20_18-HDM450G-METAL.png | NULL | 0 | NULL | 1275.41 | 11.5 | 5
22/8-HDF200F-METAL | SPSA | SLURRY | OPEN | HD | METAL | 8 | 8 AHF | WARMAN | WIP |  |  |  | 3 | 3 | 1 | 11 | 2 | 0 | 0 | 0 | NULL | 1 | 0 | 0 | 1 | 0 | 1 | 1 | 1 | 0 | 0 | 0 | l/sec | 1 | m | 1 | 64 | 601.2 | 0 | 0 | 0 | 0 | 58.3 | 12.1 | 67.69 | 0 | 0 | 443.11 | 53.34 | 342.31 | 6.14 | 58.3 | 0 | 27 | 136 | 0 | 0 | 0 | 0 | 0 | 0 | 0 | 0 | 400 | 800 | 0 | 0 | 0 | 0 | 0 | 0 | 800 | 715 | NULL | 0 | 8 AHF;8 AHF;8 AHF |  | 400.00 600.00 800.00 | 14.8 33 58.3 | 298.2 467.2 601.2 | NULL | 14.8;14.8;14.9;14.8;14.5;14.1;13.8;13.1;12.1¦33;33.4;33.3;32.9;32.5;31.9;31.2;30.2;29;27.7;26.1¦58.3;58.8;58.8;58.3;57.4;56.4;55.5;53.3;50.3;48.1;45.9 | 0;40;50;60;64;66;66.5;66;64¦0;40;50;60;64;66;67;67.7;67;66;64¦0;40;50;60;64;66;67;67.7;67;66;64 | 0;64;90.5;135.2;171.4;199.2;225.8;262;298.2¦0;90.5;129.2;188.3;230.6;266.8;298.2;344.1;380.3;420.1;467.2¦0;118.3;167.8;243.9;295.8;339.2;375.5;443.1;517.9;561.4;601.2 |  | 1.8;1.8;1.8;1.8;1.8;1.8;1.8;1.9;2¦2.4;2.6;2.7;2.9;3;3.3;3.5;3.7;3.9;4.1;4.4¦4;4.4;4.5;5;5.3;5.6;5.7;6.2;6.5;6.8;7 | 25 25 25 | 14.792 .00136 .0206417 -.004790805 .000123769 33.009 .14868 -.0082442 -.002015917 5.1845E-05 58.284 .21924 -.0157983 -.000932412 1.3389E-05 | -0.016 21.60564 -2.6957332 0.161290302-0.004143342 0.009 14.96732 -1.2534996 0.048875302-0.000795079 -0.018 11.51988 -0.7458456 0.022869046-0.000297842 | 1.799 -0.00013 0.001696-0.000587878 4.7605E-05 2.405 0.03954 0.0015726 0.000360736 -1.366E-05 4.007 0.02121 0.0127454 -0.00054558 8.063E-06 | 0.00 0.00 0.00 | NULL | NULL | 0 | 0 |  |  |  |  | 0 | 0 | 0 | 0 |  | 0 | 0 | [12 empty] | FAM | 260 | FFAM | 425 | [28 empty] | NULL | NULL | NULL | NULL | 4 | NULL | 0 0 0 0 0 0 0 0 | 0 0 0 0 0 0 0 0 0 0 0 0 0 0 0 0 | 1.1111e+19 | 0 | 0 | 0 | 0 | 0 | 0 | 0 | 0 | 0 | 0 | 0 | 0 | 0 | 0 | 0 | 0 | 0 | 0 | 0 | 0 | 0 | 0 | 0 | 0 | 0 | NULL | NULL | NULL | 45149 |  | Pieter du Plessis | Pieter du Plessis | 0 | 0 | 455 | 203 | 0 |  | 45162 |  |  |  | NULL | NULL | NULL | NULL | NULL | NULL | NULL | NULL | NULL | NULL |  |  | 0 | 0 | 58.73 | 49.57 | 387.51 |  | NULL | [30 empty] | 0 | 0 | 0 | 0 | 0 | 40.0 50.0 60.0 64.0 66.0 67.0 0.0 0.0 | 0 | 0 | 0 | 0 | bar a | 400 500 600 700 800 0 0 0 | 30;527;0;600¦597;24;0;60¦¦ | 0 | 22_8-HDF200F-METAL.png | NULL | 0 | NULL | 422.72 | 7 | 3
3 AHF | SPSA | SLURRY | OPEN | HD | METAL | 4 | 3 AHF | WARMAN | WIP |  |  |  | 3 | 3 | 1 | 11 | 2 | 0 | 0 | 0 | NULL | 1 | 0 | 0 | 1 | 0 | 1 | 1 | 1 | 0 | 0 | 0 | m^3/hr | 0.2777 | m | 1 | 5.9 | 82.6 | 0 | 0 | 0 | 0 | 52.9 | 5.8 | 62.5 | 0 | 0 | 61.72 | 49.4 | 13.28 | 4.72 | 52.9 | 0 | 15 | 90 | 0 | 0 | 0 | 0 | 0 | 0 | 0 | 0 | 200 | 2200 | 0 | 0 | 0 | 0 | 0 | 0 | 2200 | 257 | NULL | 0 | 3 AHF;3 AHF;3 AHF |  | 800.00 1600.00 2200.00 | 7 28.1 52.9 | 30.3 61.5 82.6 | NULL | 7;7.1;7.1;7;7;6.9;6.8;6.6;6.2;5.9;5.8¦28.1;28.4;28.4;28;27.8;27.4;27.1;26.1;24.9;24.3;23.6¦52.9;53.6;53.5;53;52.4;51.9;51.2;49.5;47.1;45.8;44.6 | 0;30;40;50;55;58;60;61.9;60;58;57¦0;30;40;50;55;58;60;61.9;60;58;57¦0;30;40;50;55;58;60;61.9;60;58;52 | 0;5.9;8.7;12.3;14.4;16.2;18.5;22.6;26.2;28.8;30.3¦0;12.3;17.5;24.2;28.8;32.7;36.2;44.5;52.8;57.1;61.5¦0;17;24.4;33.9;40.1;45.2;49.9;61.3;72.8;78.5;82.6 |  | 0;0;0;0;0;0;0;0;0;0;0¦0;0;0;0;0;0;0;0;0;0;0¦1.8;1.8;2.5;2.5;3.4;3.8;4.3;4.5;5.4;6.3;6.5 | 5 5 5 | 7.004 .11674 -.0333205 -.003623156 6.134E-05 28.099 .26894 -.0540009 -.001147296 .000109327 52.895 .46855 -.0821025 .00260009 -7.1383E-05 | 0.068 29.14526 -3.370706-0.109833172 0.020991442 0.017 13.60637 -0.4457702-0.063686186 0.003292802 -0.077 10.94433 -0.6673946 0.025997499-0.000844214 | 0 0 0 0 0 0 0 0 0 0 1.808 -0.33255 0.132205-0.010697008 0.000301144 | 0.00 0.00 0.00 | NULL | NULL | 0 | 0 |  |  |  |  | 0 | 0 | 0 | 0 |  | 0 | 0 | [44 empty] | NULL | NULL | NULL | NULL | 4 | NULL | 0 0 0 0 0 0 0 0 | 0 0 0 0 0 0 0 0 0 0 0 0 0 0 0 0 | 1.1111e+31 | 0 | 0 | 0 | 0 | 0 | 0 | 0 | 0 | 0 | 0 | 0 | 0 | 0 | 0 | 0 | 0 | 0 | 0 | 0 | 0 | 0 | 0 | 0 | 0 | 0 | NULL | NULL | NULL | 45149 |  | Pieter du Plessis | Pieter du Plessis |  |  | 76.2 | 76 | 0 |  | 45152 |  |  |  | NULL | NULL | NULL | NULL | NULL | NULL | NULL | NULL | NULL | NULL |  |  | 0 | 0 | 53.34 | 46.83 | 15.88 |  | NULL | [30 empty] | 0 | 0 | 0 | 0 | 0 | 30.0 40.0 50.0 55.0 58.0 60.0 0.0 0.0 | 0 | 0 | 0 | 0 | bar a | 800 1000 1200 1400 1600 1800 2000 2200 | 33;522;0;80¦602;27;0;60¦¦ | 0 | 3_AHF.png | NULL | 0 | NULL | 19.29 | 6.5 | 3
3/2-HD50C-METAL | SPSA | SLURRY | CLOSED | HD | METAL | 5 | WPG32AH30 | WARMAN | Live |  | AH | 3/2 AH-M | 1 | 1 | 1 | 10 | 2 | 0 | 0 | 0 | NULL | 1 | 0 | 0 | 1 | 0 | 1 | 1 | 0 | 0 | 0 | 0 | l/sec | 1 | m | 1 | 7.2 | 47 | 0 | 0 | 0 | 55 | 88 | 66 | 63.48 | 0 | 0 | 38.39 | 74.61 | 44.24 | 17.87 | 88 | 0 | 25 | 72 | 0 | 0 | 0 | 0 | 0 | 0 | 0 | 0 | 1200 | 3200 | 0 | 0 | 0 | 0 | 0 | 0 | 3200 | 214 | NULL | 0 | 3/2 AH-M |  | 3200 | 88 | 47 | NULL | 88;88.8;88.5;87.3;85.5;82.3;79.85;75.1;69;66 | 0;30;40;50;55;60;62;63.5;62;60 | 0;7.2;11.1;16.6;20.9;27.2;31.1;38;44.3;47 |  | 3;3;4;6.5;8;11.5;13.5;17.6;0;0 | 5 | 87.964 1.58621 -.724296 .061341116 -.003049912 | 0.026 26.93464 -4.9749663 0.486676538-0.020220671 | 2.992 -1.17556 0.9936038-0.124464649 0.006233057 | 0 | NULL | NULL | 25 | 0 | HD50 (5) |  |  |  | 0 | 2100 | 0 | 0 | curves\hd\3_2-hd50c-metal | 0 | 0 |  |  |  |  | HD50147C-CR | C2147 | 50 | [5 empty] | C | 30 | CC | 55 | 0 | 0 | [26 empty] | NULL | NULL | NULL | NULL | 4 | NULL |  |  | 1.1111e+31 | 0 | 0 | 0 | 0 | 0 | 0 | 0 | 0 | 0 | 0 | 0 | 0 | 0 | 0 | 0 | 0 | 0 | 0 | 0 | 0 | 0 | 0 | 0 | 0 | 0 | NULL | NULL | NULL | 44648 | Curve loaded from Warman / Weir printed curve | Gugu Khoza | Pieter du Plessis | 0 | 0 | 76.2 | 50.8 | 0 | A | 44874 |  |  |  | NULL | NULL | NULL | NULL | NULL | NULL | NULL | NULL | NULL | NULL |  |  | 0 | 0 | 88.92 | 67.09 | 49.84 |  | NULL | [30 empty] | 0 | 0 | 0 | 0 | 0 | 30;40;50;55;60;62;63.5; | 0 | 0 | 0 | 0 | bar a | 1200;1500;1800;2100;2400;2700;3000;3200 | ¦¦¦ | 0 |  | NULL | 0 | NULL | 50.69 | 0 | 1
3/2-HD50C-METAL 2V | SPSA | SLURRY | OPEN | HD | METAL | 2 | WPG32AH10 | WARMAN | Live |  | AH | 2026-03-02 | 4 | 4 | 1 | 11 | 2 | 0 | 0 | 0 | NULL | 1 | 0 | 0 | 1 | 0 | 1 | 1 | 0 | 0 | 0 | 0 | l/sec | 1 | m | 1 | 8.4 | 41.6 | 0 | 0 | 0 | 0 | 86.9 | 71.5 | 45.85 | 0 | 0 | 17.58 | 44.5 | 16.73 | 4.93 | 56.8 | 0 | 11 | 58 | 0 | 0 | 0 | 0 | 0 | 0 | 0 | 0 | 850 | 1450 | 0 | 0 | 0 | 0 | 0 | 0 | 1450 | 214 | NULL | 0 | HD50 (2VO-M);HD50 (2VO-M);HD50 (2VO-M);HD50 (2VO-M) |  | 1500.00 1900.00 2300.00 2700.00 | 17.9 28.5 41.5 56.8 | 11 14.4 18.1 22.1 | NULL | 17.9;16.8;16.4;14.9;13.4;11.9¦28.5;27.4;26.8;25.7;24.2;22.8;20.6;18.7¦41.5;40.2;39.6;38.5;37.4;36.6;35.3;33.6;32.1;30;28.7;26.6¦56.8;55.7;54.9;53.8;51.7;50.6;48.7;44.3;39.8;37.4;35.7 | 0;30;35;40;41.75;40¦0;30;35;40;43;43.85;43;40¦0;30;35;40;43;44;45;45.45;43;44;43;40¦0;30;35;40;43;44;45;46;45;44;43 | 0;4.1;5.5;7.5;9.6;11¦0;4.7;6;7.9;9.8;11.2;13.2;14.4¦0;5.2;6.6;8.6;10.3;11.1;12.4;13.7;15;16.2;17;18.1¦0;5.4;7.1;9.6;11.9;13.1;14.6;17.8;20.1;21.4;22.1 |  | 0.1;0.1;0.1;0.1;0.1;0.1¦0.5;0.7;0.6;0.7;0.7;0.8;0.9;0.9¦1.5;1.7;1.8;1.9;2;2;2.1;2.2;2.4;2.5;2.7;2.9¦2.9;3.5;3.6;3.8;4;4.2;4.3;5;5.5;5.9;6 | 1 1 1 1 | 17.897 -.16954 -.0057383 -.003928147 .00012402 28.498 .01349 -.0641828 .003382976 -.000156932 41.501 -.22853 .0097562 -.002998519 3.5632E-05 56.798 -.15223 .002139 -.002497367 3.4482E-05 | 0.001 11.88807 -1.5657691 0.130637324-0.005136227 -0.008 9.52082 -0.8609947 0.049779671-0.001560411 -0.004 7.91896 -0.4753531 0.013455891-0.000251614 -0.001 8.32895 -0.6382101 0.025547665-0.000440608 | 0.1 0 0 0 0 0.501 0.17231 -0.0481548 0.004858526-0.000153566 1.499 0.01861 0.0079758-0.000842616 3.2231E-05 2.899 0.19138 -0.0215665 0.001398201 -2.37E-05 | 0.00 0.00 0.00 0.00 | NULL | NULL | 48 | 0 | HD50 (5) |  |  |  | 0 | 2100 | 0 | 0 | curves\hd\hd50 (2vo-m) | 0 | 0 |  |  |  |  | 3/2 AH | C2147 | 50 | 42; | 40; |  | C | 3;400;460;300;C065;C277;C066¦4;400;460;300;C065;C277;C066¦5.5;411;474;300;C065;C277;C066¦7.5;411;474;300;C065;C277;C066¦11;428;493;300;C065;C277;C066¦15;428;493;300;C065;C277;C066¦18.5;443;508;300;C065;C277;C066¦22;443;508;300;C065;C277;C066¦30;526;612;300;C065/2;C277/2;C066¦37;546;628;410;C065/2;D277;C066¦45;546;628;410;C065/2;D277;C066¦¦4/3C¦3;397;457;300;C065;C277;C066¦4;397;457;300;C065;C277;C066¦5.5;409;471;300;C065;C277;C066¦7.5;409;471;300;C065;C277;C066¦11;426;487;300;C065;C277;C066¦15;426;487;300;C065;C277;C066¦18.5;426;505;300;C065;C277;C066¦22;426;505;300;C065;C277;C066¦30;559;608;300;C065/2;C277/2;C066¦37;575;625;410;C065/2;D277;C066¦45;575;625;410;C065/2;D277;C066¦¦4/3D¦3;524;615;410;D065;D277;D066¦4;542;615;410;D065;D277;D066¦5.5;536;629;410;D065;D277;D066¦7.5;536;629;410;D065;D277;D066¦11;552;648;410;D065;D277;D066¦15;552;648;410;D065;D277;D066¦18.5;567;663;410;D065;D277;D066¦22;567;663;410;D065;D277;D066¦30;580;678;410;D065;D277;D066¦37;619;711;470;D065/2;E277;D066¦45;619;711;470;D065/2;E277;D066¦55;633;726;470;D065/2;E277;D066¦75;633;726;470;D065/2;E277;D066¦90;656;751;470;D065/2;E277;D066¦110;656;751;470;D065/2;E277;D066¦¦6/4D¦3;469;612;410;D065;D277;D066¦4;469;627;410;D066;D277;D066¦5.5;474;627;410;D067;D277;D066¦7.5;474;627;410;D068;D277;D066¦11;496;645;410;D069;D277;D066 | C | 30 | CC | 55 | 0 | 0 |  |  | 27% Chrome;Rubber;Hyper Chrome;Acid Resist Chrome;Blue Diamond;Nitrile ;Neoprene;Polyurethane;Ceramic;316 Stainless Steel;Ferralium;SAF2205 (Duplex SS) | 27% Chrome;Rubber;Hyper Chrome;Acid Resist Chrome;Blue Diamond;Nitrile ;Neoprene;Polyurethane;Ceramic;316 Stainless Steel;Ferralium;SAF2205 (Duplex SS) | SG Iron | Carbon Steel;316 Stainless Steel;Rubber (VSR);SAF2205 (Duplex SS) | CS62 Plated;420C Stainless Steel;Stellite Plated;316 Stainless Steel;Ferralium;SAF2205 (Duplex SS) | Expeller;LF Stuffing Box;FF Stuffing Box;ULF Stuffing Box;Dyna Seal | 27% Chrome;Hyper Chrome;316 Stainless Steel;Ferralium;SAF2205 (Duplex SS);904 Stainless Steel;Cast Iron;316 Stainless Steel;Ferralium;SAF2205 (Duplex SS);904 Stainless Steel;27% Chrome | [17 empty] | NULL | NULL | NULL | NULL | 4 | NULL | 0 0 0 0 0 0 0 0 | 0 0 0 0 0 0 0 0 0 0 0 0 0 0 0 0 | 1111111111111110 | 0 | 25 | 5 | 0 | 0 | 0 | 60 | 6 | 0 | 0 | 0 | 0 | 0 | 0 | 0 | 0 | 0 | 0 | 0 | 0 | 0 | 0 | 0 | 0 | 0 | NULL | NULL | NULL | 44648 | Curve created in SCG from Multotec Excel masterfile | Aslam Haffejee | TAS ONLINE | 0 | 0 | 76.2 | 50.8 | 0 | A | 45922 | brochures\tech_vs.pdf | Drawings\HD50AM |  | NULL | NULL | NULL | NULL | NULL | NULL | NULL | NULL | NULL | NULL |  |  | 0 | 0 | 56.05 | 37.91 | 17.72 |  | NULL | [30 empty] | 0 | 0 | 0 | 0 | 0 | 30.0 35.0 40.0 43.0 44.0 45.0 0.0 0.0 | 0 | 0 | 0 | 0 | bar a | 0 0 0 0 0 0 0 0 | 44;538;0;25¦513;195;0;60¦¦639;541;0;8 | 2 | HD50_(2VO-M).png | NULL | 0 | 0 | 17.99 | 6 | 4
3/2-HD50C-METAL 6V | SPSA | SLURRY | CLOSED | HD | METAL | 6 | WPG32AH50 | WARMAN | Live |  | AH | 3/2 AH-M | 2 | 2 | 1 | 9 | 1 | 0 | 0 | 0 | NULL | 1 | 0 | 0 | 1 | 0 | 1 | 1 | 0 | 0 | 0 | 0 | l/sec | 1 | m | 1 | 7.2 | 47 | 0 | 0 | 0 | 55 | 88 | 66 | 66.85 | 0 | 0 | 36.79 | 68.45 | 36.93 | 10.81 | 88 | 0 | 25 | 100 | 0 | 0 | 0 | 0 | 0 | 0 | 0 | 0 | 1200 | 3100 | 0 | 0 | 0 | 0 | 0 | 0 | 3100 | 225 | NULL | 0 | 3/2-HD50C-METAL 6V;3/2-HD50C-METAL 6V |  | 2500.00 3100.00 | 56.8 88 | 37.2 46 | NULL | 56.8;56;54.9;53.7;51.8;45.3;36.5¦88;85.7;84.1;82.4;79.9;74.8;69.2;62.5;57.2 | 0;40;50;55;60;64.98;58.96¦0;40;50;55;60;65;67;65;60 | 0;8.5;12.5;15.3;19.5;28.9;37.2¦0;10.4;15.5;19.1;23.7;30.3;36.1;41.9;46 |  | 0;0;0;0;0;0;0¦3;3.7;4.5;5.2;6.3;8.6;10.4;13.1;15.2 | 5 5 | 56.8 .32488 -.5299225 .044605361 -.003836443 87.997 -1.03119 .0877744 -.062169022 .002747123 | -0.006 34.27891 -7.7872741 0.960715219-0.052435488 0.008 28.61298 -5.7309403 0.644642533-0.030737925 | 0 0 0 0 0 3.007 -0.0852 0.2191764-0.014410009 0.000786969 | 0.00 0.00 | NULL | NULL | 25 | 0 | HD50 |  |  |  | 0 | 2100 | 0 | 0 | curves\hd\3/2-HD50C-METAL 6V | 0 | 0 |  |  |  |  | 3/2 AH | C2147 | 50 | [5 empty] | C | 30 | CC | 55 | 0 | 0 | [26 empty] | NULL | NULL | NULL | NULL | 4 | NULL | 0 0 0 0 0 0 0 0 | 0 0 0 0 0 0 0 0 0 0 0 0 0 0 0 0 | 1.1111e+31 | 0 | 0 | 0 | 0 | 0 | 0 | 0 | 0 | 0 | 0 | 0 | 0 | 0 | 0 | 0 | 0 | 0 | 0 | 0 | 0 | 0 | 0 | 0 | 0 | 0 | NULL | NULL | NULL | 45772 | Curve loaded from Warman / Weir printed curve | TAS ONLINE | Pieter du Plessis | 0 | 0 | 76.2 | 50.8 | 0 |  | 46177 |  |  |  | NULL | NULL | NULL | NULL | NULL | NULL | NULL | NULL | NULL | NULL |  |  | 0 | 0 | 86.22 | 59.64 | 41.12 |  | NULL | [30 empty] | 0 | 0 | 0 | 0 | 0 | 40.0 50.0 55.0 60.0 65.0 0.0 0.0 0.0 | 0 | 0 | 0 | 0 | bar a | 1100 1500 1900 2300 2500 2700 2900 3100 | 43;539;0;50¦485;8;0;100¦¦645;524;0;16 | 2 | 3_2-HD50C-METAL_6V.png | NULL | 0 | 0 | 42.99 | 15.2 | 2
3/2-HD50C-RUBBER | SPSA | SLURRY | OPEN | HD | RUBBER | 5 | WPG32AH33 | WARMAN | Live |  | AH | 3/2 AH-R | 1 | 1 | 1 | 8 | 2 | 0 | 0 | 0 | NULL | 1 | 0 | 0 | 1 | 0 | 1 | 1 | 0 | 0 | 0 | 0 | l/sec | 1 | m | 1 | 6.2 | 26.1 | 0 | 0 | 0 | 55 | 49 | 36 | 62.06 | 0 | 0 | 21.12 | 40.26 | 13.43 | 4.27 | 48 | 0 | 21 | 112 | 0 | 0 | 0 | 0 | 0 | 0 | 0 | 0 | 1300 | 2300 | 0 | 0 | 0 | 0 | 0 | 0 | 2300 | 215 | NULL | 0 | 3/2 AH-R |  | 2300 | 48 | 26.1 | NULL | 48;48.4;48;47.5;46.4;44.5;40.2;36 | 0;40;45;50;55;60;62;60 | 0;6.2;8;9.5;11.9;15.25;21.2;26.1 |  | 3.1;3.45;3.5;3.4;3.5;3.8;4.25;5 | 5 | 47.999 1.75558 -1.2977152 .132962572 -.006347719 | 0.057 45.28456 -13.2467676 1.957344495-0.126533809 | 3.105 0.50876 -0.299365 0.082983747-0.005946394 | 0 | NULL | NULL | 21 | 0 | HD50 (5) |  |  |  | 0 | 2100 | 0 | 0 | curves\hd\3_2-hd50c-rubber | 0 | 0 |  |  |  |  | 3/2 AH | HD50147C-RU | 50 | [5 empty] | C | 30 | CC | 55 | 0 | 0 | [26 empty] | NULL | NULL | NULL | NULL | 4 | NULL | 0 0 0 0 0 0 0 0 | 0 0 0 0 0 0 0 0 0 0 0 0 0 0 0 0 | 1.1111e+23 | 0 | 30 | 6 | 1 | 5 | 0 | 50 | 10 | 1 | 5 | 0 | 0 | 0 | 0 | 0 | 0 | 0 | 0 | 0 | 0 | 0 | 0 | 0 | 0 | 0 | NULL | NULL | NULL | 44648 | Curve loaded from Warman / Weir printed curve | Gugu Khoza | Pieter du Plessis | 0 | 0 | 76.2 | 50.8 | 0 | A | 44970 |  |  |  | NULL | NULL | NULL | NULL | NULL | NULL | NULL | NULL | NULL | NULL |  |  | 0 | 0 | 48.42 | 36.68 | 15.03 |  | NULL | [30 empty] | 0 | 0 | 0 | 0 | 0 | 40.0 45.0 50.0 55.0 60.0 62.0 0.0 0.0 | 0 | 0 | 0 | 0 | bar a | 1300 1500 1700 1900 2100 2300 0.0 0.0 | ¦¦¦ | 0 |  | NULL | 0 | NULL | 15.35 | 0 | 1
3/2-HHD50D-METAL | SPSA | SLURRY | CLOSED | HD | METAL | 5 | WPG32HH30 | WARMAN | Live |  | HH | 3/2 HH-M | 1 | 1 | 1 | 7 | 2 | 0 | 0 | 0 | NULL | 1 | 0 | 0 | 1 | 0 | 1 | 1 | 0 | 0 | 0 | 0 | l/sec | 1 | m | 1 | 8.4 | 41.5 | 0 | 0 | 0 | 110 | 86.9 | 71.7 | 47.02 | 0 | 0 | 38.25 | 76.15 | 60.74 | 8.21 | 86.9 | 0 | 11 | 58 | 0 | 0 | 0 | 0 | 0 | 0 | 0 | 0 | 850 | 1450 | 0 | 0 | 0 | 0 | 0 | 0 | 1450 | 214 | NULL | 0 | 3/2 HH-M |  | 1450 | 86.9 | 41.5 | NULL | 86.9;86.6;86.9;86.3;84.1;75.8;71.7 | 0;20;30;40;45;46.8;47 | 0;8.4;14.1;22.4;28.6;38.6;41.5 |  | 1.4;1.4;1.5;2.8;4.5;8.3;9.7 | 5 | 86.891 -.67757 .4356251 -.07184282 .000325467 | 0.02 13.69107 -1.1201836 0.011449312 0.000803401 | 1.411 -0.04818 -0.0597685 0.041249718-0.002278964 | 0 | NULL | NULL | 38 | 0 | HHD80 (5) |  |  |  | 0 | 3450 | 0 | 0 | curves\hd\3_2-hhd50d-metal | 0 | 0 |  |  |  |  | 3/2 HH | HHD50147D-CR | 80 | [5 empty] | D | 60 | DD | 110 | 0 | 0 | [26 empty] | NULL | NULL | NULL | NULL | 4 | NULL | 0 0 0 0 0 0 0 0 | 0 0 0 0 0 0 0 0 0 0 0 0 0 0 0 0 | 1111 | 0 | 0 | 0 | 0 | 0 | 0 | 0 | 0 | 0 | 0 | 0 | 0 | 0 | 0 | 0 | 0 | 0 | 0 | 0 | 0 | 0 | 0 | 0 | 0 | 0 | NULL | NULL | NULL | 44648 | Curve loaded from Warman / Weir printed curve | Gugu Khoza | Pieter du Plessis | 0 | 0 | 76.2 | 50.8 | 0 | A | 44874 |  |  |  | NULL | NULL | NULL | NULL | NULL | NULL | NULL | NULL | NULL | NULL |  |  | 0 | 0 | 86.64 | 64.1 | 62.9 |  | NULL | [30 empty] | 0 | 0 | 0 | 0 | 0 | 20.0 30.0 40.0 43.0 45.0 0.0 0.0 0.0 | 0 | 0 | 0 | 0 | bar a | 850 950 1050 1150 1250 1350 1450 0 | 45;532;0;45¦521;197;0;100¦¦628;547;0;12 | 2 | 3/2-HHD50D-METAL.png | NULL | 0 | NULL | 62.07 | 0 | 1
4 AHF | SPSA | SLURRY | OPEN | HD | METAL | 4 | WPA4C51 | WARMAN | WIP |  |  |  | 3 | 3 | 1 | 11 | 2 | 0 | 0 | 0 | NULL | 1 | 0 | 0 | 1 | 0 | 1 | 1 | 1 | 0 | 0 | 0 | m^3/hr | 0.2777 | m | 1 | 14 | 174.3 | 0 | 0 | 0 | 0 | 70.2 | 5 | 68.13 | 0 | 0 | 128.05 | 61.82 | 31.63 | 6.45 | 70.2 | 0 | 14 | 75 | 0 | 0 | 0 | 0 | 0 | 0 | 0 | 0 | 500 | 1600 | 0 | 0 | 0 | 0 | 0 | 0 | 1600 | 388 | NULL | 0 | 4 AHF;4 AHF;4 AHF |  | 500.00 1200.00 1600.00 | 7 39.9 70.2 | 55.7 130.8 174.3 | NULL | 7;7;7;6.7;6.4;6.1;6;5.7;5¦39.9;39.8;39.4;39;38.3;37.1;36.6;34.9;33.1;31.7;29.7¦70.2;70.5;69.8;69;67.7;66.5;65.5;62;57.5;55.6;52.8 | 0;45;55;60;64;66;68.1;66;64¦0;45;55;60;64;66;67;68.1;67;66;64¦0;45;55;60;64;66;67;68.1;67;66;63 | 0;14;19.8;24.8;32.7;39.2;44.2;46;55.7¦0;31.3;44.6;53.9;65.4;74.7;82.6;95.9;109.6;119.3;130.8¦0;41.3;58.6;70.8;85.1;96.3;104.2;125.7;152.3;161.3;174.3 |  | 0.9;0.9;0.9;0.9;0.9;0.9;1;1.1;1.2¦0.9;2;2.5;2.8;3.2;3.4;3.6;4.1;4.5;4.7;5.1¦2.5;3.5;4.3;4.6;5.2;5.5;5.9;6.5;7;7.4;8 | 5 10 10 | 6.996 .20573 -.0886424 .009323134 -.000400907 39.891 .17798 -.050184 -.003787865 .000156724 70.194 .40597 -.0730987 -.001691216 7.3049E-05 | -0.037 24.44925 -3.6180956 0.266578399-0.008300967 0.006 20.54564 -2.3373121 0.124512242-0.002854182 -0.016 15.79115 -1.4159059 0.06239317-0.001217042 | 0.898 0.06547 -0.0316182 0.004363697-0.000164149 0.897 0.36914 -0.0007289-0.000694761 3.577E-05 2.504 -0.00396 0.087255-0.007537756 0.00020523 | 0.00 0.00 0.00 | NULL | NULL | 0 | 0 |  |  |  |  | 0 | 0 | 0 | 0 |  | 0 | 0 | [44 empty] | NULL | NULL | NULL | NULL | 4 | NULL | 0 0 0 0 0 0 0 0 | 0 0 0 0 0 0 0 0 0 0 0 0 0 0 0 0 | 1.1111e+31 | 0 | 0 | 0 | 0 | 0 | 0 | 0 | 0 | 0 | 0 | 0 | 0 | 0 | 0 | 0 | 0 | 0 | 0 | 0 | 0 | 0 | 0 | 0 | 0 | 0 | NULL | NULL | NULL | 45149 |  | Pieter du Plessis | Pieter du Plessis | 0 | 0 | 101.6 | 101.6 | 0 |  | 45152 |  |  |  | NULL | NULL | NULL | NULL | NULL | NULL | NULL | NULL | NULL | NULL |  |  | 0 | 0 | 70.61 | 57.11 | 35.75 |  | NULL | [30 empty] | 0 | 0 | 0 | 0 | 0 | 45.0 55.0 60.0 64.0 66.0 67.0 0.0 0.0 | 0 | 0 | 0 | 0 | bar a | 500 700 900 1050 1200 1350 1500 1600 | 28;529;0;180¦598;25;0;80¦¦ | 0 | 4_AHF.png | NULL | 0 | NULL | 39.77 | 8 | 3
4/3-HD80D-METAL | SPSA | SLURRY | CLOSED | HD | METAL | 5 | WPG43AH30 | WARMAN | Live |  | AH | 4/3 AH-M | 1 | 1 | 1 | 8 | 2 | 0 | 0 | 0 | NULL | 1 | 0 | 0 | 1 | 0 | 1 | 1 | 0 | 0 | 0 | 0 | l/sec | 1 | m | 1 | 10.5 | 84.3 | 0 | 0 | 0 | 55 | 82 | 55 | 67.94 | 0 | 0 | 69.29 | 63.88 | 63.87 | 11.14 | 82 | 0 | 33 | 121 | 0 | 0 | 0 | 0 | 0 | 0 | 0 | 0 | 1000 | 2800 | 0 | 0 | 0 | 0 | 0 | 0 | 2800 | 245 | NULL | 0 | 4/3 AH-M |  | 2800 | 82 | 84.3 | NULL | 82;81.6;81;80;77;73.4;64;55 | 0;30;40;50;60;65;68;65 | 0;10.5;16;23;36;48;69;84.3 |  | 2.5;2.5;2.5;3;4.1;6.3;11;16 | 5 | 82.011 -.01005 -.0955858 .000457375 -2.3144E-05 | 0.035 17.88987 -1.9884063 0.109732165 -0.00244236 | 2.525 -0.1755 0.0594021-0.000312645 1.2777E-05 | 0 | NULL | NULL | 36 | 0 | HD80 (5) |  |  |  | 0 | 2100 | 0 | 0 | curves\hd\4_3-hdm80c-metal | 0 | 0 |  |  |  |  | 4/3 AH | HD80147D-CR | 80 | [5 empty] | D | 60 | DD | 110 | [28 empty] | NULL | NULL | NULL | NULL | 4 | NULL | 0 0 0 0 0 0 0 0 | 0 0 0 0 0 0 0 0 0 0 0 0 0 0 0 0 | 1.1111e+27 | 0 | 0 | 0 | 0 | 0 | 0 | 0 | 0 | 0 | 0 | 0 | 0 | 0 | 0 | 0 | 0 | 0 | 0 | 0 | 0 | 0 | 0 | 0 | 0 | 0 | NULL | NULL | NULL | 44648 | Curve loaded from Warman / Weir printed curve | Gugu Khoza | Pieter du Plessis | 0 | 0 | 101.6 | 76.2 | 0 | A | 45176 |  |  |  | NULL | NULL | NULL | NULL | NULL | NULL | NULL | NULL | NULL | NULL |  |  | 0 | 0 | 81.57 | 55.75 | 69.36 |  | NULL | [30 empty] | 0 | 0 | 0 | 0 | 0 | 30.0 40.0 50.0 60.0 65.0 68.0 0.0 0.0 | 0 | 0 | 0 | 0 | bar a | 1000 1300 1600 1900 2200 2500 2800 0.0 | ¦¦¦ | 0 |  | NULL | 0 | NULL | 69.93 | 0 | 1
4/3-HD80D-METAL 6V | SPSA | SLURRY | CLOSED | HD | METAL | 6 | WPG43AH50 | WARMAN | Live |  | AH | 4/3 AH-M | 1 | 1 | 1 | 9 | 1 | 0 | 0 | 0 | NULL | 1 | 0 | 0 | 1 | 0 | 1 | 1 | 0 | 0 | 0 | 0 | l/sec | 1 | m | 1 | 11 | 87.4 | 0 | 0 | 0 | 55 | 94.8 | 69.7 | 74.39 | 0 | 0 | 74.53 | 76.17 | 74.81 | 14.07 | 94.8 | 0 | 29 | 103 | 0 | 0 | 0 | 0 | 0 | 0 | 0 | 0 | 1000 | 2750 | 0 | 0 | 0 | 0 | 0 | 0 | 2750 | 260 | NULL | 0 | 4/3-HD80D-METAL 6V |  | 2750 | 94.8 | 87.4 | NULL | 94.8;95.2;95;94.6;92.5;88.3;84.3;77.2;69.7 | 0;30;40;50;60;68;72;74.5;71.89 | 0;11;16.1;23.2;32.9;47.2;58.4;72.1;87.4 |  | 4;4.2;4.5;5.5;6.8;9;10.8;13.7;17 | 5 | 94.807 .40048 -.089374 -.004499003 .000205576 | -0.025 17.08291 -1.732243 0.091779678-0.002009261 | 3.967 -0.10647 0.1170038-0.006754022 0.000163307 | 0 | NULL | NULL | 28 | 0 |  |  |  |  | 0 | 2100 | 0 | 0 | curves\hd\4/3-HD80D-METAL 6V | 0 | 0 |  |  |  |  | 4/3 AH | HD80147D-CR | 80 | [5 empty] | C | 30 | CC | 55 | D | 60 | DD | 110 | [24 empty] | NULL | NULL | NULL | NULL | 4 | NULL | 0 0 0 0 0 0 0 0 | 0 0 0 0 0 0 0 0 0 0 0 0 0 0 0 0 | 1.1111e+31 | 0 | 0 | 0 | 0 | 0 | 0 | 0 | 0 | 0 | 0 | 0 | 0 | 0 | 0 | 0 | 0 | 0 | 0 | 0 | 0 | 0 | 0 | 0 | 0 | 0 | NULL | NULL | NULL | 45774 | Curve loaded from Warman / Weir printed curve | TAS ONLINE | TAS ONLINE | 0 | 0 | 101.6 | 76.2 | 0 |  | 45783 |  |  |  | NULL | NULL | NULL | NULL | NULL | NULL | NULL | NULL | NULL | NULL |  |  | 0 | 0 | 95.21 | 68.67 | 84.96 |  | NULL | [30 empty] | 0 | 0 | 0 | 0 | 0 | 30.0 40.0 50.0 60.0 68.0 72.0 0.0 0.0 | 0 | 0 | 0 | 0 | bar a | 1000 1200 1600 2000 2200 2400 2600 2750 | 43;535;0;90¦481;3;0;100¦¦642;522;0;20 | 2 | 4_3-HD80D-METAL_6V.png | NULL | 0 | 0 | 83.08 | 0 | 1
4/3-HD80D-RUBBER | SPSA | SLURRY | CLOSED | HD | RUBBER | 5 | WPG43AH32 | WARMAN | Live |  | AH | 4/3 AH-R | 4 | 4 | 1 | 9 | 2 | 0 | 0 | 0 | NULL | 1 | 0 | 0 | 1 | 0 | 1 | 1 | 0 | 0 | 0 | 0 | l/sec | 1 | m | 1 | 6.5 | 57 | 0 | 0 | 0 | 110 | 36 | 4.5 | 68.06 | 0 | 0 | 38.24 | 29.18 | 16.07 | 6.72 | 34.8 | 0 | 28 | 84 | 0 | 0 | 0 | 0 | 0 | 0 | 0 | 0 | 800 | 1800 | 0 | 0 | 0 | 68 | 0 | 0 | 1800 | 245 | NULL | 0 | 4/3 AH-R;4/3 AH-R;4/3 AH-R;4/3 AH-R | 0.00 0.00 0.00 0.00 | 800.00 1200.00 1600.00 1800.00 | 7.1 15.2 27.3 34.8 | 22.5 34.2 46 51.9 | NULL | 7.1;7.2;7.2;7.1;6.8;6.1;4.6¦15.2;15.5;15.5;15.1;13.2;10.1¦27.3;27.7;27.8;27.7;27;26.2;23.4;19.6;18¦34.8;35.2;35.2;34.9;34;33.1;29.8;25.1;22.9 | 0;30;40;50;60;62;60¦0;30;50;60;64.9;59.8¦0;30;40;50;60;65;67;65;60¦0;30;40;50;60;65;68;65;59.9 | 0;3.1;4.5;7;10.9;16.5;22.5¦0;4.1;9.3;14;24.5;34.2¦0;5.7;7.9;12.3;18.4;22.5;32.8;42.4;46¦0;6.5;9;13.9;21;25.9;36.8;47.3;51.9 |  | 0.6;0.5;0.7;0.8;1.2;1.6;2.1¦0.65;2;1.8;2.1;3.7;5.7¦2;2;2;2.1;2.9;3.3;5.3;7.6;8.6¦1.9;2;2;2.2;3.2;4;6.4;9.1;10.5 | 1 5 5 5 | 7.098 .07612 -.0150146 .000710695 -1.8357E-05 15.197 .57974 -.2537095 .015362623 -.000963295 27.289 .61629 -.1882432 -.001321076 .00027875 34.822 .43664 -.1279586 -.005916047 .000336398 | 0.046 12.20672 -0.8971847 0.029767582-0.000388563 0.11 45.08083 -12.3587105 1.615342865-0.085611804 -0.024 33.95052 -6.9757992 0.712210174 -0.03018253 0.003 29.82602 -5.4317853 0.500165334-0.019284376 | 0.594 -0.07689 0.0247586-0.001483591 2.9658E-05 0.691 2.41534 -1.4712063 0.342428229-0.023877608 2.017 -0.19306 0.1113874 0.000224735-0.000175194 1.934 -0.17902 0.1173315-0.000363451-0.000158712 | 0.00 0.00 0.00 0.00 | NULL | NULL | 4 | 0 | WPA43A01A | D | CPS43A01A | DPS43A01A | 1400 | 1750 | 1.25 | 0 | curves\hd\4_3-hd80d-rubber | 0 | 0 |  |  |  |  | 4/3 AH | D3147 | 80 | [5 empty] | D | 60 | DD | 110 | [28 empty] | NULL | NULL | NULL | NULL | 4 | NULL | 0 0 0 0 0 0 0 0 | 0 0 0 0 0 0 0 0 0 0 0 0 0 0 0 0 | 1.1111e+23 | 0 | 0 | 0 | 0 | 0 | 0 | 0 | 0 | 0 | 0 | 0 | 0 | 0 | 0 | 0 | 0 | 0 | 0 | 0 | 0 | 0 | 0 | 0 | 0 | 0 | NULL | NULL | NULL | NULL | Curve loaded from Warman / Weir printed curve | Gugu Khoza | Pieter du Plessis | 0 | 0 | 101.6 | 76.2 | 0 |  | 44880 |  |  |  | NULL | NULL | NULL | NULL | NULL | NULL | NULL | NULL | NULL | NULL |  |  | 0 | 0 | 35.04 | 25.86 | 17.62 |  | NULL | [30 empty] | 0 | 0 | 0 | 0 | 0 | 30.0 40.0 50.0 60.0 65.0 0.0 0.0 0.0 | 0 | 0 | 0 | 0 | bar a | 800 1000 1200 1400 1600 1800 0.0 0.0 | 47;535;0;60¦462;7;0;40¦¦617;504;0;12 | 2 | HD80_(5VC-R).png | NULL | 0 | NULL | 19.45 | 10.5 | 4
4/3-HDM80C-METAL | SPSA | SLURRY | CLOSED | HD | METAL | 5 | WPG43AH30 | WARMAN | Live |  | AH | 4/3 AH-M | 1 | 1 | 1 | 8 | 2 | 0 | 0 | 0 | NULL | 1 | 0 | 0 | 1 | 0 | 1 | 1 | 0 | 0 | 0 | 0 | l/sec | 1 | m | 1 | 10.5 | 84.3 | 0 | 0 | 0 | 55 | 82 | 55 | 67.94 | 0 | 0 | 69.29 | 63.88 | 63.87 | 11.14 | 82 | 0 | 33 | 121 | 0 | 0 | 0 | 0 | 0 | 0 | 0 | 0 | 1000 | 2800 | 0 | 0 | 0 | 0 | 0 | 0 | 2800 | 245 | NULL | 0 | 4/3 AH-M |  | 2800 | 82 | 84.3 | NULL | 82;81.6;81;80;77;73.4;64;55 | 0;30;40;50;60;65;68;65 | 0;10.5;16;23;36;48;69;84.3 |  | 2.5;2.5;2.5;3;4.1;6.3;11;16 | 5 | 82.011 -.01005 -.0955858 .000457375 -2.3144E-05 | 0.035 17.88987 -1.9884063 0.109732165 -0.00244236 | 2.525 -0.1755 0.0594021-0.000312645 1.2777E-05 | 0 | NULL | NULL | 36 | 0 | HD80 (5) |  |  |  | 0 | 2100 | 0 | 0 | curves\hd\4_3-hdm80c-metal | 0 | 0 |  |  |  |  | 4/3 AH | HD80147D-CR | 80 | [5 empty] | CAM | 30 | CCAM | 55 | [28 empty] | NULL | NULL | NULL | NULL | 4 | NULL | 0 0 0 0 0 0 0 0 | 0 0 0 0 0 0 0 0 0 0 0 0 0 0 0 0 | 1.1111e+27 | 0 | 0 | 0 | 0 | 0 | 0 | 0 | 0 | 0 | 0 | 0 | 0 | 0 | 0 | 0 | 0 | 0 | 0 | 0 | 0 | 0 | 0 | 0 | 0 | 0 | NULL | NULL | NULL | 44648 | Curve loaded from Warman / Weir printed curve | Gugu Khoza | Pieter du Plessis | 0 | 0 | 101.6 | 76.2 | 0 | A | 44873 |  |  |  | NULL | NULL | NULL | NULL | NULL | NULL | NULL | NULL | NULL | NULL |  |  | 0 | 0 | 81.57 | 55.75 | 69.36 |  | NULL | [30 empty] | 0 | 0 | 0 | 0 | 0 | 30.0 40.0 50.0 60.0 65.0 68.0 0.0 0.0 | 0 | 0 | 0 | 0 | bar a | 1000 1300 1600 1900 2200 2500 2800 0.0 | ¦¦¦ | 0 |  | NULL | 0 | NULL | 69.93 | 0 | 1
4/3-HDM80C-RUBBER | SPSA | SLURRY | CLOSED | HD | RUBBER | 5 | WPG43AH32 | WARMAN | Live |  | AH | 4/3 AH-R | 4 | 4 | 1 | 9 | 2 | 0 | 0 | 0 | NULL | 1 | 0 | 0 | 1 | 0 | 1 | 1 | 0 | 0 | 0 | 0 | l/sec | 1 | m | 1 | 6.5 | 57 | 0 | 0 | 0 | 55 | 36 | 4.5 | 68.06 | 0 | 0 | 38.24 | 29.18 | 16.07 | 6.72 | 34.8 | 0 | 28 | 84 | 0 | 0 | 0 | 0 | 0 | 0 | 0 | 0 | 800 | 1800 | 0 | 0 | 0 | 68 | 0 | 0 | 1800 | 245 | NULL | 0 | 4/3-HDM80C-RUBBER;4/3-HDM80C-RUBBER;4/3-HDM80C-RUBBER;4/3-HDM80C-RUBBER | 0.00 0.00 0.00 0.00 | 800.00 1200.00 1600.00 1800.00 | 7.1 15.2 27.3 34.8 | 22.5 34.2 46 51.9 | NULL | 7.1;7.2;7.2;7.1;6.8;6.1;4.6¦15.2;15.5;15.5;15.1;13.2;10.1¦27.3;27.7;27.8;27.7;27;26.2;23.4;19.6;18¦34.8;35.2;35.2;34.9;34;33.1;29.8;25.1;22.9 | 0;30;40;50;60;62;60¦0;30;50;60;64.9;59.8¦0;30;40;50;60;65;67;65;60¦0;30;40;50;60;65;68;65;59.9 | 0;3.1;4.5;7;10.9;16.5;22.5¦0;4.1;9.3;14;24.5;34.2¦0;5.7;7.9;12.3;18.4;22.5;32.8;42.4;46¦0;6.5;9;13.9;21;25.9;36.8;47.3;51.9 |  | 0.6;0.5;0.7;0.8;1.2;1.6;2.1¦0.65;2;1.8;2.1;3.7;5.7¦2;2;2;2.1;2.9;3.3;5.3;7.6;8.6¦1.9;2;2;2.2;3.2;4;6.4;9.1;10.5 | 1 5 5 5 | 7.098 .07612 -.0150146 .000710695 -1.8357E-05 15.197 .57974 -.2537095 .015362623 -.000963295 27.289 .61629 -.1882432 -.001321076 .00027875 34.822 .43664 -.1279586 -.005916047 .000336398 | 0.046 12.20672 -0.8971847 0.029767582-0.000388563 0.11 45.08083 -12.3587105 1.615342865-0.085611804 -0.024 33.95052 -6.9757992 0.712210174 -0.03018253 0.003 29.82602 -5.4317853 0.500165334-0.019284376 | 0.594 -0.07689 0.0247586-0.001483591 2.9658E-05 0.691 2.41534 -1.4712063 0.342428229-0.023877608 2.017 -0.19306 0.1113874 0.000224735-0.000175194 1.934 -0.17902 0.1173315-0.000363451-0.000158712 | 0.00 0.00 0.00 0.00 | NULL | NULL | 4 | 0 |  |  | CPS43A01A | DPS43A01A | 1400 | 1750 | 1.25 | 0 | curves\hd\4/3-HDM80C-RUBBER | 0 | 0 |  |  |  |  | 4/3 AH | HD80147D-RU | 80 | [5 empty] | CAM | 30 | CCAM | 55 | [28 empty] | NULL | NULL | NULL | NULL | 4 | NULL | 0 0 0 0 0 0 0 0 | 0 0 0 0 0 0 0 0 0 0 0 0 0 0 0 0 | 1.1111e+23 | 0 | 60 | 6 | 0 | 0 | 0 | 0 | 0 | 0 | 0 | 0 | 0 | 0 | 0 | 0 | 0 | 0 | 0 | 0 | 0 | 0 | 10 | 5 | 0 | 0 | NULL | NULL | NULL | 44869 | Curve loaded from Warman / Weir printed curve | Gugu Khoza | Pieter du Plessis | 0 | 0 | 101.6 | 76.2 | 0 |  | 45076 |  |  |  | NULL | NULL | NULL | NULL | NULL | NULL | NULL | NULL | NULL | NULL |  |  | 0 | 0 | 35.04 | 25.86 | 17.62 |  | NULL | [30 empty] | 0 | 0 | 0 | 0 | 0 | 30.0 40.0 50.0 60.0 65.0 0.0 0.0 0.0 | 0 | 0 | 0 | 0 | bar a | 800 1000 1200 1400 1600 1800 0.0 0.0 | 47;535;0;60¦462;7;0;40¦¦617;504;0;12 | 2 |  | NULL | 0 | NULL | 19.45 | 10.5 | 4
4/3-HDP80DD-METAL | SPSA | SLURRY | CLOSED | HD | METAL | 5 | WPG43AH30 | WARMAN | Live |  | AH | 4/3 AH-M | 1 | 1 | 1 | 8 | 2 | 0 | 0 | 0 | NULL | 1 | 0 | 0 | 1 | 0 | 1 | 1 | 0 | 0 | 0 | 0 | l/sec | 1 | m | 1 | 10.5 | 84.3 | 0 | 0 | 0 | 55 | 82 | 55 | 67.94 | 0 | 0 | 69.29 | 63.88 | 63.87 | 11.14 | 82 | 0 | 33 | 121 | 0 | 0 | 0 | 0 | 0 | 0 | 0 | 0 | 1000 | 2800 | 0 | 0 | 0 | 0 | 0 | 0 | 2800 | 245 | NULL | 0 | 4/3 AH-M |  | 2800 | 82 | 84.3 | NULL | 82;81.6;81;80;77;73.4;64;55 | 0;30;40;50;60;65;68;65 | 0;10.5;16;23;36;48;69;84.3 |  | 2.5;2.5;2.5;3;4.1;6.3;11;16 | 5 | 82.011 -.01005 -.0955858 .000457375 -2.3144E-05 | 0.035 17.88987 -1.9884063 0.109732165 -0.00244236 | 2.525 -0.1755 0.0594021-0.000312645 1.2777E-05 | 0 | NULL | NULL | 36 | 0 | HD80 (5) |  |  |  | 0 | 2100 | 0 | 0 | curves\hd\4_3-hdm80c-metal | 0 | 0 |  |  |  |  | 4/3 AH | HD80147D-CR | 80 | [5 empty] | CAM | 30 | CCAM | 55 | [28 empty] | NULL | NULL | NULL | NULL | 4 | NULL | 0 0 0 0 0 0 0 0 | 0 0 0 0 0 0 0 0 0 0 0 0 0 0 0 0 | 1.1111e+27 | 0 | 0 | 0 | 0 | 0 | 0 | 0 | 0 | 0 | 0 | 0 | 0 | 0 | 0 | 0 | 0 | 0 | 0 | 0 | 0 | 0 | 0 | 0 | 0 | 0 | NULL | NULL | NULL | 44648 | Curve loaded from Warman / Weir printed curve | Gugu Khoza | Pieter du Plessis | 0 | 0 | 101.6 | 76.2 | 0 | A | 44873 |  |  |  | NULL | NULL | NULL | NULL | NULL | NULL | NULL | NULL | NULL | NULL |  |  | 0 | 0 | 81.57 | 55.75 | 69.36 |  | NULL | [30 empty] | 0 | 0 | 0 | 0 | 0 | 30.0 40.0 50.0 60.0 65.0 68.0 0.0 0.0 | 0 | 0 | 0 | 0 | bar a | 1000 1300 1600 1900 2200 2500 2800 0.0 | ¦¦¦ | 0 |  | NULL | 0 | NULL | 69.93 | 0 | 1
6 AHF | SPSA | SLURRY | OPEN | HD | METAL | 4 | 6 AHF | WARMAN | WIP |  |  |  | 3 | 3 | 1 | 11 | 2 | 0 | 0 | 0 | NULL | 1 | 0 | 0 | 1 | 0 | 1 | 1 | 1 | 0 | 0 | 0 | m^3/hr | 0.2777 | m | 1 | 37.7 | 306.1 | 0 | 0 | 0 | 0 | 39.1 | 6.7 | 67.45 | 0 | 0 | 228.85 | 32.92 | 30.41 | 4.2 | 39.1 | 0 | 16 | 73 | 0 | 0 | 0 | 0 | 0 | 0 | 0 | 0 | 450 | 850 | 0 | 0 | 0 | 0 | 0 | 0 | 850 | 552 | NULL | 0 | 6 AHF;6 AHF;6 AHF |  | 450.00 700.00 850.00 | 11 26.5 39.1 | 165.5 261.7 306.1 | NULL | 11;10.3;10.2;10.2;10;9.9;9.6;9.3;9;8.4;7.4;6.7¦26.5;25.1;24.8;24.6;24.3;23.8;23.2;22.3;21.5;20;17.7;16.3¦39.1;36.9;36.5;36.2;35.9;35.1;34.2;33;31.4;29.4;26.2 | 0;40;50;55;60;65;67;67.6;67;65;60;58¦0;40;50;55;60;65;67;67.6;67;65;60;58¦0;40;50;55;60;65;67;67.6;67;65;60 | 0;37.7;53.5;63.3;80.3;100.4;112;120.5;130.8;142.4;157.6;165.5¦0;59;82.8;98.6;118.7;147.9;169.8;189.9;205.7;226.4;250.7;261.7¦0;71.8;100.4;120.5;143.6;178.9;204.5;227.6;251.3;275.7;306.1 |  | 1.1;1.3;1.4;1.5;1.6;2.2;2.3;2.4;2.6;2.8;3;3.3¦1.1;1.46;1.8;2.2;2.4;2.8;3.3;3.5;3.8;4;4.7;5¦1.1;1.6;2.1;2.4;3.8;3.3;3.7;4;4.5;5.3;5.5 | 10 25 25 | 10.999 -.31319 .0428547 -.002189375 -1.2236E-05 26.499 -.8612 .1399113 -.009240354 -.000490393 39.104 -1.35901 .2728429 -.025770785 .000450636 | 0.021 14.74797 -1.3302246 0.068452731-0.001768536 0.017 22.70943 -2.8680597 0.19299701 -0.00726157 0 18.87946 -2.0345035 0.121133311 -0.00393802 | 1.11 -0.01107 0.0140049-0.000344757 4.17E-07 1.101 -0.16966 0.1903426-0.025670446 0.001188017 1.075 -0.17921 0.1949213-0.023565149 0.000926456 | 0.00 0.00 0.00 | NULL | NULL | 0 | 0 |  |  |  |  | 0 | 0 | 0 | 0 |  | 0 | 0 | [44 empty] | NULL | NULL | NULL | NULL | 4 | NULL | 0 0 0 0 0 0 0 0 | 0 0 0 0 0 0 0 0 0 0 0 0 0 0 0 0 | 111111111111 | 0 | 0 | 0 | 0 | 0 | 0 | 0 | 0 | 0 | 0 | 0 | 0 | 0 | 0 | 0 | 0 | 0 | 0 | 0 | 0 | 0 | 0 | 0 | 0 | 0 | NULL | NULL | NULL | 45149 |  | Pieter du Plessis | Pieter du Plessis | 0 | 0 | 371 | 152 | 0 |  | 45152 |  |  |  | NULL | NULL | NULL | NULL | NULL | NULL | NULL | NULL | NULL | NULL |  |  | 0 | 0 | 37.59 | 29.5 | 33.87 |  | NULL | [30 empty] | 0 | 0 | 0 | 0 | 0 | 40.0 50.0 55.0 60.0 65.0 67.0 0.0 0.0 | 0 | 0 | 0 | 0 | bar a | 550 600 650 700 750 800 850 0 | 33;526;0;300¦598;23;0;40¦¦ | 0 | 6_AHF.png | NULL | 0 | NULL | 36.39 | 5.5 | 3
6/4-HD100E-METAL | SPSA | SLURRY | CLOSED | HD | METAL | 5 | WPH64AH30 | WARMAN | Live |  | AH | 6/4 AH-M | 1 | 1 | 1 | 8 | 2 | 0 | 0 | 0 | NULL | 1 | 0 | 0 | 1 | 0 | 1 | 1 | 0 | 0 | 0 | 0 | l/sec | 1 | m | 1 | 26.5 | 147 | 0 | 0 | 0 | 110 | 80 | 56.3 | 70.64 | 0 | 0 | 124.48 | 62.64 | 108.22 | 12.6 | 80 | 0 | 29 | 95 | 0 | 0 | 0 | 0 | 0 | 0 | 0 | 0 | 800 | 1800 | 0 | 0 | 0 | 0 | 0 | 0 | 1800 | 365 | NULL | 0 | 6/4 AH-M |  | 1800 | 80 | 147 | NULL | 80;80;78.2;76.4;74.2;70.2;64;56.3 | 0;40;50;60;65;68;70;68 | 0;26.5;48;61;74;95;119;147 |  | 4.2;4.2;5;5.8;6.6;8.2;11.5;0 | 10 | 80.012 .46899 -.1941322 .00356026 3.13E-07 | 0.369 19.60469 -2.4358732 0.157721926-0.004183809 | 4.205 -0.44629 0.2167941-0.022860331 0.00101849 | 0 | NULL | NULL | 51 | 0 | HD100 (5) |  |  |  | 0 | 2100 | 0 | 0 | curves\hd\6_4-hdm100d-metal | 0 | 0 |  |  |  |  | 6/4 AH | HD100147E-CR | 100 | [5 empty] | E | 110 | EE | 225 | [28 empty] | NULL | NULL | NULL | NULL | 4 | NULL |  |  | 1.1111e+23 | 0 | 0 | 0 | 0 | 0 | 0 | 0 | 0 | 0 | 0 | 0 | 0 | 0 | 0 | 0 | 0 | 0 | 0 | 0 | 0 | 0 | 0 | 0 | 0 | 0 | NULL | NULL | NULL | 44648 | Curve loaded from Warman / Weir printed curve | Gugu Khoza | Pieter du Plessis | 0 | 0 | 152.4 | 101.6 | 0 | A | 45145 |  |  |  | NULL | NULL | NULL | NULL | NULL | NULL | NULL | NULL | NULL | NULL |  |  | 0 | 0 | 79.96 | 55.58 | 121.33 |  | NULL | [30 empty] | 0 | 0 | 0 | 0 | 0 | 40;50;60;65;68;70; | 0 | 0 | 0 | 0 | bar a | 800;1000;1200;1400;1600;1800 | ¦¦¦ | 0 |  | NULL | 0 | NULL | 119.32 | 0 | 1
6/4-HD100E-RUBBER | SPSA | SLURRY | CLOSED | HD | RUBBER | 5 | WPG64AH23 | WARMAN | Live |  | AH | 6/4 AH-R | 1 | 1 | 1 | 9 | 2 | 0 | 0 | 0 | NULL | 1 | 0 | 0 | 1 | 0 | 1 | 1 | 0 | 0 | 0 | 0 | l/sec | 1 | m | 1 | 20 | 123 | 0 | 0 | 0 | 225 | 44.5 | 29.6 | 71.06 | 0 | 0 | 93.87 | 35.3 | 45.72 | 5.73 | 44.5 | 0 | 30 | 116 | 0 | 0 | 0 | 0 | 0 | 0 | 0 | 0 | 800 | 1400 | 0 | 0 | 0 | 0 | 0 | 0 | 1400 | 365 | NULL | 0 | 6/4-HD100E-RUBBER |  | 1350 | 44.5 | 123 | NULL | 44.5;44;43.4;42.15;41;38.9;36;33;29.6 | 0;40;50;60;65;70;71;70;65 | 0;20;30;44;55;72;90;106;123 |  | 2.5;2.5;3;3.5;4;4.5;5.4;0;0 | 10 | 44.512 -.04802 -.1160807 .001929257 -1.6081E-05 | 0.173 26.58361 -4.141113 0.320500409 -0.01014392 | 2.497 -0.23304 0.0828334-0.006244475 0.000158867 | 0 | NULL | NULL | 33 | 0 |  |  |  |  | 0 | 2100 | 0 | 0 | curves\hd\6/4-HD100E-RUBBER | 0 | 0 |  |  |  |  | 6/4 AH | HD100147E-RU | 150 | 100 |  |  |  |  | E | 120 | EE | 225 | [28 empty] | NULL | NULL | NULL | NULL | 4 | NULL |  |  | 1.1111e+27 | 0 | 0 | 0 | 0 | 0 | 0 | 0 | 0 | 0 | 0 | 0 | 0 | 0 | 0 | 0 | 0 | 0 | 0 | 0 | 0 | 0 | 0 | 0 | 0 | 0 | NULL | NULL | NULL | 44869 | Curve loaded from Warman / Weir printed curve | Gugu Khoza | Pieter du Plessis | 0 | 0 | 152.4 | 101.6 | 0 |  | 44970 |  |  |  | NULL | NULL | NULL | NULL | NULL | NULL | NULL | NULL | NULL | NULL |  |  | 0 | 0 | 43.97 | 31.74 | 50.84 |  | NULL | [30 empty] | 0 | 0 | 0 | 0 | 0 | 40;50;60;65;70;71; | 0 | 0 | 0 | 0 | bar a | 800;900;1000;1100;1200;1300;1400 | ¦¦¦ | 0 | 6_4-HD100E-RUBBER.png | NULL | 0 | NULL | 54.91 | 0 | 1
6/4-HDM100D-METAL | SPSA | SLURRY | CLOSED | HD | METAL | 5 | WPH64AH30 | WARMAN | Live |  | AH | 6/4 AH-M | 1 | 1 | 1 | 8 | 2 | 0 | 0 | 0 | NULL | 1 | 0 | 0 | 1 | 0 | 1 | 1 | 0 | 0 | 0 | 0 | l/sec | 1 | m | 1 | 26.5 | 147 | 0 | 0 | 0 | 110 | 80 | 56.3 | 70.64 | 0 | 0 | 124.48 | 62.64 | 108.22 | 12.6 | 80 | 0 | 29 | 95 | 0 | 0 | 0 | 0 | 0 | 0 | 0 | 0 | 800 | 1800 | 0 | 0 | 0 | 0 | 0 | 0 | 1800 | 365 | NULL | 0 | 6/4 AH-M |  | 1800 | 80 | 147 | NULL | 80;80;78.2;76.4;74.2;70.2;64;56.3 | 0;40;50;60;65;68;70;68 | 0;26.5;48;61;74;95;119;147 |  | 4.2;4.2;5;5.8;6.6;8.2;11.5;0 | 10 | 80.012 .46899 -.1941322 .00356026 3.13E-07 | 0.369 19.60469 -2.4358732 0.157721926-0.004183809 | 4.205 -0.44629 0.2167941-0.022860331 0.00101849 | 0 | NULL | NULL | 51 | 0 | HD100 (5) |  |  |  | 0 | 2100 | 0 | 0 | curves\hd\6_4-hdm100d-metal | 0 | 0 |  |  |  |  | 6/4 AH | HD100147E-CR | 100 | [5 empty] | DAM | 60 | DDAM | 110 | [28 empty] | NULL | NULL | NULL | NULL | 4 | NULL |  |  | 1.1111e+23 | 0 | 0 | 0 | 0 | 0 | 0 | 0 | 0 | 0 | 0 | 0 | 0 | 0 | 0 | 0 | 0 | 0 | 0 | 0 | 0 | 0 | 0 | 0 | 0 | 0 | NULL | NULL | NULL | 44648 | Curve loaded from Warman / Weir printed curve | Gugu Khoza | Pieter du Plessis | 0 | 0 | 152.4 | 101.6 | 0 | A | 44872 |  |  |  | NULL | NULL | NULL | NULL | NULL | NULL | NULL | NULL | NULL | NULL |  |  | 0 | 0 | 79.96 | 55.58 | 121.33 |  | NULL | [30 empty] | 0 | 0 | 0 | 0 | 0 | 40;50;60;65;68;70; | 0 | 0 | 0 | 0 | bar a | 800;1000;1200;1400;1600;1800 | ¦¦¦ | 0 |  | NULL | 0 | NULL | 119.32 | 0 | 1
6/4-HDM100D-METAL 6V | SPSA | SLURRY | CLOSED | HD | METAL | 6 | WPH64AH50 | WARMAN | Live |  | AH | 6/4 AH-M | 1 | 1 | 1 | 8 | 2 | 0 | 0 | 0 | NULL | 1 | 0 | 0 | 1 | 0 | 1 | NULL | 0 | 0 | 0 | 0 | l/sec | 1 | m | 1 | 28.5 | 167 | 0 | 0 | 0 | 0 | 90 | 66 | 77.18 | 0 | 0 | 142.3 | 72.88 | 131.74 | 13.41 | 90 | 0 | 27 | 97 | 0 | 0 | 0 | 0 | 0 | 0 | 0 | 0 | 800 | 1800 | 0 | 0 | 0 | 0 | 0 | 0 | 1800 | 385 | NULL | 0 | 6/4 AH-M |  | 1800 | 90 | 167 | NULL | 90;89.9;89.2;88;84.1;80;74;66 | 0;40;50;60;70;75;77;75 | 0;28.5;41.5;57.5;85;110;137.8;167 |  | 4.8;4.8;5.5;6;7.9;9.8;12.8 | 10 | 89.981 .4607 -.1814074 .007268965 -.000191949 | 0.086 18.48662 -1.9114912 0.101912394-0.002255381 | 4.795 -0.28499 0.1350182-0.009740437 0.000326676 |  | NULL | NULL | 40 | 0 | HD100 (6) |  |  |  | 0 | 2100 | 0 | 0 | curves\hd\6_4-hdm100d-metal 6v | 0 | 0 |  |  |  |  | 6/4 AH | E4058 | 100 | [5 empty] | DM | 60 | DDM | 110 | E | 120 | [26 empty] | NULL | NULL | NULL | NULL | 4 | NULL |  |  |  | 0 | 0 | 0 | 0 | 0 | 0 | 0 | 0 | 0 | 0 | 0 | 0 | 0 | 0 | 0 | 0 | 0 | 0 | 0 | 0 | 0 | 0 | 0 | 0 | 0 | NULL | NULL | NULL | 44648 | Curve loaded from Warman / Weir printed curve | Gugu Khoza | Pieter du Plessis |  |  | 152.4 | 101.6 | 0 | A | 44648 |  |  |  | NULL | NULL | NULL | NULL | NULL | NULL | NULL | NULL | NULL | NULL |  |  | 0 | 0 | 89.98 | 64.83 | 146.51 |  | NULL | [30 empty] | 0 | 0 | 0 | 0 | 0 | 40;50;60;70;75;77; | 0 | 0 | 0 | 0 | bar a | 800;1000;1200;1400;1600;1800 |  | 0 |  | NULL | 0 | NULL | 144.08 | 0 | 1
6/4-HDM100D-RUBBER | SPSA | SLURRY | CLOSED | HD | RUBBER | 5 | WPG64AH23 | WARMAN | Live |  | AH | 6/4 AH-R | 1 | 1 | 1 | 9 | 2 | 0 | 0 | 0 | NULL | 1 | 0 | 0 | 1 | 0 | 1 | 1 | 0 | 0 | 0 | 0 | l/sec | 1 | m | 1 | 20 | 123 | 0 | 0 | 0 | 110 | 44.5 | 29.6 | 71.06 | 0 | 0 | 93.87 | 35.3 | 45.72 | 5.73 | 44.5 | 0 | 30 | 116 | 0 | 0 | 0 | 0 | 0 | 0 | 0 | 0 | 800 | 1400 | 0 | 0 | 0 | 0 | 0 | 0 | 1400 | 365 | NULL | 0 | 6/4 AH-R |  | 1400 | 44.5 | 123 | NULL | 44.5;44;43.4;42.15;41;38.9;36;33;29.6 | 0;40;50;60;65;70;71;70;65 | 0;20;30;44;55;72;90;106;123 |  | 2.5;2.5;3;3.5;4;4.5;5.4;0;0 | 10 | 44.512 -.04802 -.1160807 .001929257 -1.6081E-05 | 0.173 26.58361 -4.141113 0.320500409 -0.01014392 | 2.497 -0.23304 0.0828334-0.006244475 0.000158867 | 0 | NULL | NULL | 33 | 0 | HD100 (5) |  |  |  | 0 | 2100 | 0 | 0 | curves\hd\6_4-hdm100d-rubber | 0 | 0 |  |  |  |  | 6/4 AH | HD100147E-RU | 150 | 100 |  |  |  |  | DAM | 60 | DDAM | 110 | [28 empty] | NULL | NULL | NULL | NULL | 4 | NULL |  |  | 1.1111e+27 | 0 | 0 | 0 | 0 | 0 | 0 | 0 | 0 | 0 | 0 | 0 | 0 | 0 | 0 | 0 | 0 | 0 | 0 | 0 | 0 | 0 | 0 | 0 | 0 | 0 | NULL | NULL | NULL | 44648 | Curve loaded from Warman / Weir printed curve | Gugu Khoza | Pieter du Plessis | 0 | 0 | 152.4 | 101.6 | 0 | A | 44869 |  |  |  | NULL | NULL | NULL | NULL | NULL | NULL | NULL | NULL | NULL | NULL |  |  | 0 | 0 | 43.97 | 31.74 | 50.84 |  | NULL | [30 empty] | 0 | 0 | 0 | 0 | 0 | 40;50;60;65;70;71; | 0 | 0 | 0 | 0 | bar a | 800;900;1000;1100;1200;1300;1400 | ¦¦¦ | 0 |  | NULL | 0 | NULL | 54.91 | 0 | 1
6/4-HDP100EE-METAL | SPSA | SLURRY | CLOSED | HD | METAL | 5 | WPH64AH30 | WARMAN | Live |  | AH | 6/4 AH-M | 1 | 1 | 1 | 8 | 2 | 0 | 0 | 0 | NULL | 1 | 0 | 0 | 1 | 0 | 1 | 1 | 0 | 0 | 0 | 0 | l/sec | 1 | m | 1 | 26.5 | 147 | 0 | 0 | 0 | 110 | 80 | 56.3 | 70.64 | 0 | 0 | 124.48 | 62.64 | 108.22 | 12.6 | 80 | 0 | 29 | 95 | 0 | 0 | 0 | 0 | 0 | 0 | 0 | 0 | 800 | 1800 | 0 | 0 | 0 | 0 | 0 | 0 | 1800 | 365 | NULL | 0 | 6/4 AH-M |  | 1800 | 80 | 147 | NULL | 80;80;78.2;76.4;74.2;70.2;64;56.3 | 0;40;50;60;65;68;70;68 | 0;26.5;48;61;74;95;119;147 |  | 4.2;4.2;5;5.8;6.6;8.2;11.5;0 | 10 | 80.012 .46899 -.1941322 .00356026 3.13E-07 | 0.369 19.60469 -2.4358732 0.157721926-0.004183809 | 4.205 -0.44629 0.2167941-0.022860331 0.00101849 | 0 | NULL | NULL | 51 | 0 | HD100 (5) |  |  |  | 0 | 2100 | 0 | 0 | curves\hd\6_4-hdm100d-metal | 0 | 0 |  |  |  |  | 6/4 AH | HD100147E-CR | 100 | [5 empty] | E | 110 | EE | 225 | [28 empty] | NULL | NULL | NULL | NULL | 4 | NULL |  |  | 1.1111e+23 | 0 | 0 | 0 | 0 | 0 | 0 | 0 | 0 | 0 | 0 | 0 | 0 | 0 | 0 | 0 | 0 | 0 | 0 | 0 | 0 | 0 | 0 | 0 | 0 | 0 | NULL | NULL | NULL | 44648 | Curve loaded from Warman / Weir printed curve | Gugu Khoza | Pieter du Plessis | 0 | 0 | 152.4 | 101.6 | 0 | A | 45146 |  |  |  | NULL | NULL | NULL | NULL | NULL | NULL | NULL | NULL | NULL | NULL |  |  | 0 | 0 | 79.96 | 55.58 | 121.33 |  | NULL | [30 empty] | 0 | 0 | 0 | 0 | 0 | 40;50;60;65;68;70; | 0 | 0 | 0 | 0 | bar a | 800;1000;1200;1400;1600;1800 | ¦¦¦ | 0 |  | NULL | 0 | NULL | 119.32 | 0 | 1
7/3-HDF80C-METAL | SPSA | SLURRY | OPEN | HD | METAL | 4 | 3 AHF | WARMAN | WIP |  |  |  | 3 | 3 | 1 | 11 | 2 | 0 | 0 | 0 | NULL | 1 | 0 | 0 | 1 | 0 | 1 | 1 | 1 | 0 | 0 | 0 | l/sec | 1 | m | 1 | 5.9 | 82.6 | 0 | 0 | 0 | 0 | 52.9 | 5.8 | 62.5 | 0 | 0 | 61.72 | 49.4 | 47.83 | 4.72 | 52.9 | 0 | 29 | 171 | 0 | 0 | 0 | 0 | 0 | 0 | 0 | 0 | 200 | 2200 | 0 | 0 | 0 | 0 | 0 | 0 | 2200 | 257 | NULL | 0 | 3 AHF;3 AHF;3 AHF |  | 800.00 1600.00 2200.00 | 7 28.1 52.9 | 30.3 61.5 82.6 | NULL | 7;7.1;7.1;7;7;6.9;6.8;6.6;6.2;5.9;5.8¦28.1;28.4;28.4;28;27.8;27.4;27.1;26.1;24.9;24.3;23.6¦52.9;53.6;53.5;53;52.4;51.9;51.2;49.5;47.1;45.8;44.6 | 0;30;40;50;55;58;60;61.9;60;58;57¦0;30;40;50;55;58;60;61.9;60;58;57¦0;30;40;50;55;58;60;61.9;60;58;52 | 0;5.9;8.7;12.3;14.4;16.2;18.5;22.6;26.2;28.8;30.3¦0;12.3;17.5;24.2;28.8;32.7;36.2;44.5;52.8;57.1;61.5¦0;17;24.4;33.9;40.1;45.2;49.9;61.3;72.8;78.5;82.6 |  | 0;0;0;0;0;0;0;0;0;0;0¦0;0;0;0;0;0;0;0;0;0;0¦1.8;1.8;2.5;2.5;3.4;3.8;4.3;4.5;5.4;6.3;6.5 | 5 5 5 | 7.004 .11674 -.0333205 -.003623156 6.134E-05 28.099 .26894 -.0540009 -.001147296 .000109327 52.895 .46855 -.0821025 .00260009 -7.1383E-05 | 0.068 29.14526 -3.370706-0.109833172 0.020991442 0.017 13.60637 -0.4457702-0.063686186 0.003292802 -0.077 10.94433 -0.6673946 0.025997499-0.000844214 | 0 0 0 0 0 0 0 0 0 0 1.808 -0.33255 0.132205-0.010697008 0.000301144 | 0.00 0.00 0.00 | NULL | NULL | 0 | 0 |  |  |  |  | 0 | 0 | 0 | 0 |  | 0 | 0 | [12 empty] | CAM | 30 | CCAM | 55 | [28 empty] | NULL | NULL | NULL | NULL | 4 | NULL | 0 0 0 0 0 0 0 0 | 0 0 0 0 0 0 0 0 0 0 0 0 0 0 0 0 | 1.1111e+31 | 0 | 0 | 0 | 0 | 0 | 0 | 0 | 0 | 0 | 0 | 0 | 0 | 0 | 0 | 0 | 0 | 0 | 0 | 0 | 0 | 0 | 0 | 0 | 0 | 0 | NULL | NULL | NULL | 45149 |  | Pieter du Plessis | Pieter du Plessis | 0 | 0 | 177.8 | 76.2 | 0 |  | 45162 |  |  |  | NULL | NULL | NULL | NULL | NULL | NULL | NULL | NULL | NULL | NULL |  |  | 0 | 0 | 53.34 | 46.83 | 57.2 |  | NULL | [30 empty] | 0 | 0 | 0 | 0 | 0 | 30.0 40.0 50.0 55.0 58.0 60.0 0.0 0.0 | 0 | 0 | 0 | 0 | bar a | 800 1000 1200 1400 1600 1800 2000 2200 | 33;522;0;80¦602;27;0;60¦¦ | 0 | 7_3-HDF80C-METAL.png | NULL | 0 | NULL | 69.46 | 6.5 | 3
8 AHF | SPSA | SLURRY | OPEN | HD | METAL | 8 | 8 AHF | WARMAN | WIP |  |  |  | 3 | 3 | 1 | 11 | 2 | 0 | 0 | 0 | NULL | 1 | 0 | 0 | 1 | 0 | 1 | 1 | 1 | 0 | 0 | 0 | m^3/hr | 0.2777 | m | 1 | 64 | 601.2 | 0 | 0 | 0 | 0 | 58.3 | 12.1 | 67.69 | 0 | 0 | 443.11 | 53.34 | 95.06 | 6.14 | 58.3 | 0 | 14 | 72 | 0 | 0 | 0 | 0 | 0 | 0 | 0 | 0 | 400 | 800 | 0 | 0 | 0 | 0 | 0 | 0 | 800 | 715 | NULL | 0 | 8 AHF;8 AHF;8 AHF |  | 400.00 600.00 800.00 | 14.8 33 58.3 | 298.2 467.2 601.2 | NULL | 14.8;14.8;14.9;14.8;14.5;14.1;13.8;13.1;12.1¦33;33.4;33.3;32.9;32.5;31.9;31.2;30.2;29;27.7;26.1¦58.3;58.8;58.8;58.3;57.4;56.4;55.5;53.3;50.3;48.1;45.9 | 0;40;50;60;64;66;66.5;66;64¦0;40;50;60;64;66;67;67.7;67;66;64¦0;40;50;60;64;66;67;67.7;67;66;64 | 0;64;90.5;135.2;171.4;199.2;225.8;262;298.2¦0;90.5;129.2;188.3;230.6;266.8;298.2;344.1;380.3;420.1;467.2¦0;118.3;167.8;243.9;295.8;339.2;375.5;443.1;517.9;561.4;601.2 |  | 1.8;1.8;1.8;1.8;1.8;1.8;1.8;1.9;2¦2.4;2.6;2.7;2.9;3;3.3;3.5;3.7;3.9;4.1;4.4¦4;4.4;4.5;5;5.3;5.6;5.7;6.2;6.5;6.8;7 | 25 25 25 | 14.792 .00136 .0206417 -.004790805 .000123769 33.009 .14868 -.0082442 -.002015917 5.1845E-05 58.284 .21924 -.0157983 -.000932412 1.3389E-05 | -0.016 21.60564 -2.6957332 0.161290302-0.004143342 0.009 14.96732 -1.2534996 0.048875302-0.000795079 -0.018 11.51988 -0.7458456 0.022869046-0.000297842 | 1.799 -0.00013 0.001696-0.000587878 4.7605E-05 2.405 0.03954 0.0015726 0.000360736 -1.366E-05 4.007 0.02121 0.0127454 -0.00054558 8.063E-06 | 0.00 0.00 0.00 | NULL | NULL | 0 | 0 |  |  |  |  | 0 | 0 | 0 | 0 |  | 0 | 0 | [44 empty] | NULL | NULL | NULL | NULL | 4 | NULL | 0 0 0 0 0 0 0 0 | 0 0 0 0 0 0 0 0 0 0 0 0 0 0 0 0 | 1.1111e+19 | 0 | 0 | 0 | 0 | 0 | 0 | 0 | 0 | 0 | 0 | 0 | 0 | 0 | 0 | 0 | 0 | 0 | 0 | 0 | 0 | 0 | 0 | 0 | 0 | 0 | NULL | NULL | NULL | 45149 |  | Pieter du Plessis | Pieter du Plessis | 0 | 0 | 455 | 203 | 0 |  | 45152 |  |  |  | NULL | NULL | NULL | NULL | NULL | NULL | NULL | NULL | NULL | NULL |  |  | 0 | 0 | 58.73 | 49.57 | 107.61 |  | NULL | [30 empty] | 0 | 0 | 0 | 0 | 0 | 40.0 50.0 60.0 64.0 66.0 67.0 0.0 0.0 | 0 | 0 | 0 | 0 | bar a | 400 500 600 700 800 0 0 0 | 30;527;0;600¦597;24;0;60¦¦ | 0 | 8_AHF.png | NULL | 0 | NULL | 117.39 | 7 | 3
8/6-HD150F-METAL | SPSA | SLURRY | CLOSED | HD | METAL | 5 | WPG86AH30 | WARMAN | Live |  | AH | 8/6 AH-M | 1 | 1 | 1 | 9 | 2 | 0 | 0 | 0 | NULL | 1 | 0 | 0 | 1 | 0 | 1 | 1 | 0 | 0 | 0 | 0 | l/sec | 1 | m | 1 | 25 | 285 | 0 | 0 | 0 | 225 | 80 | 61 | 71.97 | 0 | 0 | 241.27 | 67.79 | 222.8 | 10.97 | 80 | 0 | 27 | 106 | 0 | 0 | 0 | 0 | 0 | 0 | 0 | 0 | 500 | 1300 | 0 | 0 | 0 | 0 | 0 | 0 | 1300 | 510 | NULL | 0 | 8/6 AH-M |  | 1300 | 80 | 285 | NULL | 80;81.2;81.8;81.5;80;78;74.2;67.9;61 | 0;20;40;50;60;65;70;72;70 | 0;25;60;84;121;149;189;241;285 |  | 2.5;2.5;3;4;5;6;8;11;14 | 25 | 79.973 1.66303 -.4040718 .01381522 -.000347348 | -0.02 22.8975 -3.0541348 0.216199328 -0.00677447 | 2.453 -0.02606 0.1509381-0.009494092 0.000373736 | 0 | NULL | NULL | 63 | 0 | HD150 (5) |  |  |  | 0 | 2100 | 0 | 0 | curves\hd\8_6-hdm150e-metal | 0 | 0 |  |  |  |  | 8/6 AH | HD150147F-CR | 150 | [5 empty] | F | 260 | FF | 425 | [28 empty] | NULL | NULL | NULL | NULL | 4 | NULL |  |  | 1.1111e+23 | 0 | 0 | 0 | 0 | 0 | 0 | 0 | 0 | 0 | 0 | 0 | 0 | 0 | 0 | 0 | 0 | 0 | 0 | 0 | 0 | 0 | 0 | 0 | 0 | 0 | NULL | NULL | NULL | 44648 | Curve loaded from Warman / Weir printed curve | Gugu Khoza | TAS ONLINE | 0 | 0 | 203.2 | 152.4 | 0 | A | 45774 |  |  |  | NULL | NULL | NULL | NULL | NULL | NULL | NULL | NULL | NULL | NULL |  |  | 0 | 0 | 81.25 | 60.25 | 246.11 |  | NULL | [30 empty] | 0 | 0 | 0 | 0 | 0 | 20;40;50;60;65;70;72; | 0 | 0 | 0 | 0 | bar a | 500;700;900;1100;1300;1300 | ¦¦¦ | 0 |  | NULL | 0 | NULL | 243.49 | 0 | 1
8/6-HD150F-METAL 6V | SPSA | SLURRY | CLOSED | HD | METAL | 6 | WPG86AH50 | WARMAN | Live |  | AH | 8/6 AH-M | 1 | 1 | 1 | 7 | 2 | 0 | 0 | 0 | NULL | 1 | 0 | 0 | 1 | 0 | 1 | 1 | 0 | 0 | 0 | 0 | l/sec | 1 | m | 1 | 58.6 | 350.2 | 0 | 0 | 0 | 225 | 90.6 | 56.5 | 75.13 | 0 | 0 | 278.2 | 70.97 | 257.65 | 12.84 | 90.6 | 0 | 28 | 101 | 0 | 0 | 0 | 0 | 0 | 0 | 0 | 0 | 500 | 1300 | 0 | 0 | 0 | 0 | 0 | 0 | 1300 | 545 | NULL | 0 | 8/6-HD150F-METAL 6V |  | 1300 | 90.6 | 350.2 | NULL | 90.6;89.8;88.8;87.1;83.5;73.4;56.5 | 0;40;50;60;70;75;70 | 0;58.6;86.7;124.5;175.1;262.7;350.2 |  | 6.1;6.1;6.1;6.9;8.7;12.1;16.1 | 25 | 90.603 -.06477 -.1229745 -.000252825 -.000217398 | 0.155 22.35973 -2.8583333 0.19055181-0.005358171 | 6.129 -0.36327 0.1260415-0.003516407 -3.83E-07 | 0 | NULL | NULL | 50 | 0 |  |  |  |  | 0 | 2100 | 0 | 0 | curves\hd\8/6-HD150F-METAL 6V | 0 | 0 |  |  |  |  | 8/6 AH | HD150147F-CR | 150 | [5 empty] | E | 120 | EE | 225 | F | 260 | FF | 425 | [24 empty] | NULL | NULL | NULL | NULL | 4 | NULL | 0 0 0 0 0 0 0 0 | 0 0 0 0 0 0 0 0 0 0 0 0 0 0 0 0 | 1.1111e+31 | 0 | 0 | 0 | 0 | 0 | 0 | 0 | 0 | 0 | 0 | 0 | 0 | 0 | 0 | 0 | 0 | 0 | 0 | 0 | 0 | 0 | 0 | 0 | 0 | 0 | NULL | NULL | NULL | 45774 | Curve loaded from Warman / Weir printed curve | TAS ONLINE | TAS ONLINE | 0 | 0 | 203.2 | 152.4 | 0 |  | 45783 |  |  |  | NULL | NULL | NULL | NULL | NULL | NULL | NULL | NULL | NULL | NULL |  |  | 0 | 0 | 89.77 | 60.29 | 272.54 |  | NULL | [30 empty] | 0 | 0 | 0 | 0 | 0 | 40.0 50.0 60.0 70.0 0.0 0.0 0.0 0.0 | 0 | 0 | 0 | 0 | bar a | 500 700 800 900 1000 1100 1200 1300 | 37;535;0;400¦475;35;0;90¦¦641;519;0;20 | 2 | 8_6-HD150F-METAL_6V.png | NULL | 0 | 0 | 277.12 | 0 | 1
8/6-HD150F-RUBBER | SPSA | SLURRY | CLOSED | HD | RUBBER | 5 | WPG86AH32 | WARMAN | Live |  | AH | 8/6 AH-R | 1 | 1 | 1 | 9 | 2 | 0 | 0 | 0 | NULL | 1 | 0 | 0 | 1 | 0 | 1 | 1 | 0 | 0 | 0 | 0 | l/sec | 1 | m | 1 | 42 | 262 | 0 | 0 | 0 | 425 | 52 | 36 | 71.34 | 0 | 0 | 200.33 | 42.26 | 116.35 | 10.51 | 52 | 0 | 27 | 77 | 0 | 0 | 0 | 0 | 0 | 0 | 0 | 0 | 400 | 1000 | 0 | 0 | 0 | 0 | 0 | 0 | 1000 | 510 | NULL | 0 | 8/6 AH-R |  | 1000 | 52 | 262 | NULL | 52;51.6;51;49.8;48.7;46.3;43;39.5;36 | 0;40;50;60;65;70;71;70;65 | 0;42;68;95;115;152;191;230;262 |  | 3.8;3.8;4;4.8;5.8;7.6;10;0;0 | 25 | 51.985 .16314 -.2204404 .007342208 -.000158059 | 0.315 30.55584 -5.5091744 0.50030611-0.018774047 | 3.81 -0.08121 0.0087653 0.001725902 -5.6298E-05 | 0 | NULL | NULL | 59 | 0 | HD150 (5) |  |  |  | 0 | 2100 | 0 | 0 | curves\hd\8_6-hd150f-rubber | 0 | 0 |  |  |  |  | 8/6 AH | HD150147F-RU | 150 | [5 empty] | F | 260 | FF | 425 | [28 empty] | NULL | NULL | NULL | NULL | 4 | NULL |  |  | 1.1111e+27 | 0 | 0 | 0 | 0 | 0 | 0 | 0 | 0 | 0 | 0 | 0 | 0 | 0 | 0 | 0 | 0 | 0 | 0 | 0 | 0 | 0 | 0 | 0 | 0 | 0 | NULL | NULL | NULL | 44648 | Curve loaded from Warman / Weir printed curve | Gugu Khoza | Pieter du Plessis | 0 | 0 | 203.2 | 152.4 | 0 | A | 44869 |  |  |  | NULL | NULL | NULL | NULL | NULL | NULL | NULL | NULL | NULL | NULL |  |  | 0 | 0 | 51.67 | 38.35 | 130.88 |  | NULL | [30 empty] | 0 | 0 | 0 | 0 | 0 | 40;50;60;65;70;71; | 0 | 0 | 0 | 0 | bar a | 400;500;600;700;800;900;1000 | ¦¦¦ | 0 |  | NULL | 0 | NULL | 142.26 | 0 | 1
8/6-HDM150E-METAL | SPSA | SLURRY | CLOSED | HD | METAL | 5 | WPG86AH30 | WARMAN | Live |  | AH | 8/6 AH-M | 1 | 1 | 1 | 9 | 2 | 0 | 0 | 0 | NULL | 1 | 0 | 0 | 1 | 0 | 1 | 1 | 0 | 0 | 0 | 0 | l/sec | 1 | m | 1 | 25 | 285 | 0 | 0 | 0 | 225 | 80 | 61 | 71.97 | 0 | 0 | 241.27 | 67.79 | 222.8 | 10.97 | 80 | 0 | 27 | 106 | 0 | 0 | 0 | 0 | 0 | 0 | 0 | 0 | 500 | 1300 | 0 | 0 | 0 | 0 | 0 | 0 | 1300 | 510 | NULL | 0 | 8/6 AH-M |  | 1300 | 80 | 285 | NULL | 80;81.2;81.8;81.5;80;78;74.2;67.9;61 | 0;20;40;50;60;65;70;72;70 | 0;25;60;84;121;149;189;241;285 |  | 2.5;2.5;3;4;5;6;8;11;14 | 25 | 79.973 1.66303 -.4040718 .01381522 -.000347348 | -0.02 22.8975 -3.0541348 0.216199328 -0.00677447 | 2.453 -0.02606 0.1509381-0.009494092 0.000373736 | 0 | NULL | NULL | 63 | 0 | HD150 (5) |  |  |  | 0 | 2100 | 0 | 0 | curves\hd\8_6-hdm150e-metal | 0 | 0 |  |  |  |  | 8/6 AH | HD150147F-CR | 150 | [5 empty] | EAM | 110 | EEAM | 225 | [28 empty] | NULL | NULL | NULL | NULL | 4 | NULL |  |  | 1111 | 0 | 0 | 0 | 0 | 0 | 0 | 0 | 0 | 0 | 0 | 0 | 0 | 0 | 0 | 0 | 0 | 0 | 0 | 0 | 0 | 0 | 0 | 0 | 0 | 0 | NULL | NULL | NULL | 44648 | Curve loaded from Warman / Weir printed curve | Gugu Khoza | Pieter du Plessis | 0 | 0 | 203.2 | 152.4 | 0 | A | 45176 |  |  |  | NULL | NULL | NULL | NULL | NULL | NULL | NULL | NULL | NULL | NULL |  |  | 0 | 0 | 81.25 | 60.25 | 246.11 |  | NULL | [30 empty] | 0 | 0 | 0 | 0 | 0 | 20;40;50;60;65;70;72; | 0 | 0 | 0 | 0 | bar a | 500;700;900;1100;1300;1300 | ¦¦¦ | 0 |  | NULL | 0 | NULL | 243.49 | 0 | 1
8/6-HDM150E-RUBBER | SPSA | SLURRY | CLOSED | HD | METAL | 5 | WPG86AH30 | WARMAN | Live |  | AH | 8/6 AH-R | 1 | 1 | 1 | 9 | 2 | 0 | 0 | 0 | NULL | 1 | 0 | 0 | 1 | 0 | 1 | 1 | 0 | 0 | 0 | 0 | l/sec | 1 | m | 1 | 42 | 262 | 0 | 0 | 0 | 0 | 52 | 36 | 71.29 | 0 | 0 | 199.24 | 42.13 | 115.43 | 10.09 | 52 | 0 | 27 | 79 | 0 | 0 | 0 | 0 | 0 | 0 | 0 | 0 | 400 | 1000 | 0 | 0 | 0 | 0 | 0 | 0 | 1000 | 510 | NULL | 0 | 8/6-HDM150E-RUBBER |  | 1000 | 52 | 262 | NULL | 52;51.6;51.4;49.8;48.5;46.2;42.5;39.5;36 | 0;40;50;60;65;70;71;70;65 | 0;42;68;94;114;152;192;230;262 |  | 3.4;3.8;3.91;4.5;5.6;6;9.01;13.7;16 | 25 | 51.954 .48438 -.3590579 .024287008 -.000786534 | 0.302 30.51778 -5.4600813 0.490668588-0.018265176 | 3.31 0.86627 -0.3838715 0.073193171-0.003171171 | 0 | NULL | NULL | 59 | 0 |  |  |  |  | 0 | 2100 | 0 | 0 | curves\hd\8/6-HDM150E-RUBBER | 0 | 0 |  |  |  |  | 8/6 AH | HD150147F-RU | 150 | [5 empty] | EAM | 120 | EEAM | 225 | [28 empty] | NULL | NULL | NULL | NULL | 4 | NULL | 0 0 0 0 0 0 0 0 | 0 0 0 0 0 0 0 0 0 0 0 0 0 0 0 0 | 1.1111e+27 | 0 | 300 | 8 | 1 | 5 | 0 | 60 | 7 | 1 | 5 | 0 | 0 | 0 | 0 | 0 | 0 | 0 | 0 | 0 | 0 | 0 | 20 | 5 | 4 | 2 | NULL | NULL | NULL | 44872 | Curve loaded from Warman / Weir printed curve | Gugu Khoza | Pieter du Plessis | 0 | 0 | 203.2 | 152.4 | 0 |  | 44970 |  |  |  | NULL | NULL | NULL | NULL | NULL | NULL | NULL | NULL | NULL | NULL |  |  | 0 | 0 | 51.86 | 38.41 | 130.17 |  | NULL | [30 empty] | 71 | 192 | 42.5 | 0 | 0 | 20.0 40.0 50.0 60.0 65.0 70.0 72.0 0.0 | 0 | 0 | 0 | 0 | bar a | 400 500 600 700 800 900 1000 0.0 | ¦¦¦ | 0 |  | NULL | 0 | NULL | 142.26 | 0 | 1
8/6-HDP150FF-METAL | SPSA | SLURRY | CLOSED | HD | METAL | 5 | WPG86AH30 | WARMAN | Live |  | AH | 8/6 AH-M | 1 | 1 | 1 | 9 | 2 | 0 | 0 | 0 | NULL | 1 | 0 | 0 | 1 | 0 | 1 | 1 | 0 | 0 | 0 | 0 | l/sec | 1 | m | 1 | 25 | 285 | 0 | 0 | 0 | 225 | 80 | 61 | 71.97 | 0 | 0 | 241.27 | 67.79 | 222.8 | 10.97 | 80 | 0 | 27 | 106 | 0 | 0 | 0 | 0 | 0 | 0 | 0 | 0 | 500 | 1300 | 0 | 0 | 0 | 0 | 0 | 0 | 1300 | 510 | NULL | 0 | 8/6 AH-M |  | 1300 | 80 | 285 | NULL | 80;81.2;81.8;81.5;80;78;74.2;67.9;61 | 0;20;40;50;60;65;70;72;70 | 0;25;60;84;121;149;189;241;285 |  | 2.5;2.5;3;4;5;6;8;11;14 | 25 | 79.973 1.66303 -.4040718 .01381522 -.000347348 | -0.02 22.8975 -3.0541348 0.216199328 -0.00677447 | 2.453 -0.02606 0.1509381-0.009494092 0.000373736 | 0 | NULL | NULL | 63 | 0 | HD150 (5) |  |  |  | 0 | 2100 | 0 | 0 | curves\hd\8_6-hdm150e-metal | 0 | 0 |  |  |  |  | 8/6 AH | HD150147F-CR | 150 | [5 empty] | F | 260 | FF | 425 | [28 empty] | NULL | NULL | NULL | NULL | 4 | NULL |  |  | 1.1111e+23 | 0 | 0 | 0 | 0 | 0 | 0 | 0 | 0 | 0 | 0 | 0 | 0 | 0 | 0 | 0 | 0 | 0 | 0 | 0 | 0 | 0 | 0 | 0 | 0 | 0 | NULL | NULL | NULL | 44648 | Curve loaded from Warman / Weir printed curve | Gugu Khoza | Pieter du Plessis | 0 | 0 | 203.2 | 152.4 | 0 | A | 45162 |  |  |  | NULL | NULL | NULL | NULL | NULL | NULL | NULL | NULL | NULL | NULL |  |  | 0 | 0 | 81.25 | 60.25 | 246.11 |  | NULL | [30 empty] | 0 | 0 | 0 | 0 | 0 | 20;40;50;60;65;70;72; | 0 | 0 | 0 | 0 | bar a | 500;700;900;1100;1300;1300 | ¦¦¦ | 0 |  | NULL | 0 | NULL | 243.49 | 0 | 1
5/2-HDF50C-METAL | SPSA | SLURRY | OPEN | HDF | METAL | 4 | 2 AHF | WARMAN | WIP |  |  |  | 3 | 3 | 1 | 11 | 2 | 0 | 0 | 0 | NULL | 1 | 0 | 0 | 1 | 0 | 1 | 1 | 1 | 0 | 0 | 0 | l/sec | 1 | m | 1 | 3.9 | 45.2 | 0 | 0 | 1.1 | 55 | 57.1 | 7.3 | 56.5 | 20 | 120 | 33.54 | 50.55 | 29.43 | 6.27 | 57.1 | 0 | 25 | 120 | 0 | 0 | 0 | 0 | 224 | 224 | 0 | 0 | 1000 | 2600 | 0 | 0 | 0 | 50 | 0 | 0 | 2600 | 224 | NULL | 0 | 2 AHF;2 AHF;2 AHF |  | 1000.00 2000.00 2600.00 | 8.4 33.8 57.1 | 17.3 35.6 45.2 | NULL | 8.4;8.3;8.3;8.2;8.1;8;7.8;7.7;7.3;7.3¦33.8;33.5;33;32.7;32.1;31.6;31.1;30.1;28.8;28.1;27.8¦57.1;56.5;55.7;55.1;54.2;53.2;52.4;50.6;48.6;47.4;47 | 0;30;40;45;50;53;55;56.6;55;53¦0;30;40;45;50;53;55;56.6;55;53;52¦0;30;40;45;50;53;55;56.6;55;53;52 | 0;3.9;5.7;6.8;8.2;9.4;10.7;12.6;15.1;17.3¦0;7.8;11.4;13.7;16.5;18.9;21.3;25.8;30.8;33.6;35.6¦0;10.1;14.9;17.8;21.4;24.4;27.4;33.3;40.1;43.9;45.2 |  | 2;2;2;2;2;2.2;2.3;2.5;2.8;3.4¦2;2;2.4;2.6;3.2;3.5;3.9;4.8;6;6.5;51¦2;2.3;2.6;3.4;4;4.5;5.3;6.3;7;7.4;7.5 | 1 5 5 | 8.4 -.05293 .0153008 -.002214249 7.4677E-05 33.804 .10738 -.2166263 .007509521 .000565077 57.091 .28545 -.3167479 .022940865 -.000555964 | 0.012 8.84893 -0.2537809-0.014896848 0.00059092 0.015 22.43179 -1.8960583-0.148354856 0.016256964 0.012 17.47886 -1.2755535-0.034793243 0.003588366 | 2.007 -0.03109 0.0059279-0.000241908 1.5505E-05 2.835 -22.5891 19.031826-4.876570358 0.38751618 2.017 -0.51741 0.3511095 -0.03138592 0.000690228 | 0.00 0.00 0.00 | NULL | NULL | 0 | 0 |  |  |  |  | 0 | 0 | 0 | 0 |  | 0 | 0 | [5 empty] | HDF50145C-CR | 50 | 50 |  |  |  |  | C | 30 | CC | 55 | [28 empty] | NULL | NULL | NULL | NULL | 4 | NULL | 0 0 0 0 0 0 0 0 | 0 0 0 0 0 0 0 0 0 0 0 0 0 0 0 0 | 1.1111e+31 | 0 | 0 | 0 | 0 | 0 | 0 | 0 | 0 | 0 | 0 | 0 | 0 | 0 | 0 | 0 | 0 | 0 | 0 | 0 | 0 | 0 | 0 | 0 | 0 | 0 | NULL | NULL | NULL | 45152 |  | Pieter du Plessis | Pieter du Plessis | 0 | 0 | 138 | 51 | 0 |  | 45510 |  |  |  | NULL | NULL | NULL | NULL | NULL | NULL | NULL | NULL | NULL | NULL |  |  | 0 | 0 | 57.13 | 48.49 | 34.81 |  | NULL | [30 empty] | 0 | 0 | 0 | 0 | 0 | 30.0 40.0 45.0 50.0 53.0 55.0 0.0 0.0 | 0 | 0 | 0 | 0 | bar a | 1000 1250 1500 1750 2000 2200 2400 2600 | 28;534;0;45¦617;22;0;60¦¦ | 0 | 5_2-HDF50C-METAL.png | NULL | 0 | NULL | 40.05 | 7.5 | 3
4/3-HHD80E-METAL | SPSA | SLURRY | CLOSED | HHD | METAL | 5 | WPG43HH30 | WARMAN | Live |  | HH | 4/3 HH-M | 1 | 1 | 1 | 7 | 2 | 0 | 0 | 0 | NULL | 1 | 0 | 0 | 1 | 0 | 1 | 1 | 0 | 0 | 0 | 0 | l/sec | 1 | m | 1 | 17.2 | 123 | 0 | 0 | 0 | 225 | 103.5 | 87 | 62.5 | 0 | 0 | 94 | 87 | 128.27 | 11.75 | 103.5 | 0 | 15 | 68 | 0 | 0 | 0 | 0 | 0 | 0 | 0 | 0 | 600 | 1400 | 0 | 0 | 0 | 0 | 0 | 0 | 1400 | 508 | NULL | 0 | 4/3 HH-M |  | 1400 | 103.5 | 94 | NULL | 103.5;101.5;100.5;99.2;98.05;95;87 | 0;30;40;50;55;60;62.5 | 0;17.2;26;39;50;68.1;94 |  | 3;2.55;2.65;3.75;5;7.5;11.75 | 5 | 103.509 -.68849 .0304403 -.001157875 -5.3098E-05 | -0.011 11.26744 -0.8336096 0.030328654-0.000449934 | 3.011 -0.40592 0.0789074-0.002048446 1.6731E-05 | 0 | NULL | NULL | 38 | 0 | HHD80 (5) |  |  |  | 0 | 3450 | 0 | 0 | curves\hhd\4_3-hhd80e-metal | 0 | 0 |  |  |  |  | 4/3 HH | HHD80147E-CR | 80 | [5 empty] | E | 120 | EE | 225 | 0 | 0 | [26 empty] | NULL | NULL | NULL | NULL | 4 | NULL | 0 0 0 0 0 0 0 0 | 0 0 0 0 0 0 0 0 0 0 0 0 0 0 0 0 | 1.1111e+27 | 0 | 90 | 9 | 1 | 2 | 0 | 120 | 6 | 1 | 5 | 0 | 0 | 0 | 0 | 0 | 0 | 0 | 0 | 0 | 0 | 0 | 0 | 0 | 0 | 0 | NULL | NULL | NULL | 44648 | Curve loaded from Warman / Weir printed curve | Gugu Khoza | Pieter du Plessis | 0 | 0 | 101.6 | 76.2 | 0 | A | 44971 |  |  |  | NULL | NULL | NULL | NULL | NULL | NULL | NULL | NULL | NULL | NULL |  |  | 0 | 0 | 101.45 | 76.42 | 137.2 |  | NULL | [30 empty] | 0 | 0 | 0 | 0 | 0 | 30.0 40.0 50.0 55.0 60.0 62.5 0.0 0.0 | 0 | 0 | 0 | 0 | bar a | 600 700 800 1000 1100 1200 1300 1400 | ¦¦¦ | 0 |  | NULL | 0 | NULL | 128.28 | 0 | 1
6/4-HHD100F-METAL | SPSA | SLURRY | CLOSED | HHD | METAL | 5 | WPG64HH30 | WARMAN | Live |  | HH | 6/4 HH-M | 1 | 1 | 1 | 9 | 2 | 0 | 0 | 0 | NULL | 1 | 0 | 0 | 1 | 0 | 1 | 1 | 0 | 0 | 0 | 0 | l/sec | 1 | m | 1 | 29.8 | 218.6 | 0 | 0 | 0 | 0 | 97.4 | 66 | 63.82 | 0 | 0 | 170.73 | 81.19 | 212.95 | 7.46 | 97.4 | 0 | 15 | 91 | 0 | 0 | 0 | 0 | 0 | 0 | 0 | 0 | 600 | 1000 | 0 | 0 | 0 | 0 | 0 | 0 | 1000 | 711 | NULL | 0 | 6/4 HH-M |  | 1000 | 97.4 | 218.6 | NULL | 97.4;95.7;95;93.9;90.4;88;83.1;75.8;66 | 0;30;40;50;60;63;64;63;60 | 0;29.8;49.2;71.1;114.3;133.2;162;191.3;218.6 |  | 2.6;2.6;2.7;3;4.4;5.3;6.8;9;11.2 | 10 | 97.356 -.56301 .0269569 -.002330735 -3.3048E-05 | 0.29 12.08155 -0.949759 0.038205239 -0.00065608 | 2.61 -0.06121 0.013787 0.000582915 -1.2005E-05 | 0 | NULL | NULL | 57 | 0 | HHD80 (5) |  |  |  | 0 | 3450 | 0 | 0 | curves\hhd\6_4-hhd100f-metal | 0 | 0 |  |  |  |  | 6/4F-HH | HHD100147F-CR | 80 | [5 empty] | F | 260 | FF | 425 | 0 | 0 | [26 empty] | NULL | NULL | NULL | NULL | 4 | NULL | 0 0 0 0 0 0 0 0 | 0 0 0 0 0 0 0 0 0 0 0 0 0 0 0 0 | 1.1111e+19 | 0 | 0 | 0 | 0 | 0 | 0 | 0 | 0 | 0 | 0 | 0 | 0 | 0 | 0 | 0 | 0 | 0 | 0 | 0 | 0 | 0 | 0 | 0 | 0 | 0 | NULL | NULL | NULL | 44648 | Curve loaded from Warman / Weir printed curve | Gugu Khoza | Pieter du Plessis | 0 | 0 | 101.6 | 76.2 | 0 | A | 44965 |  |  |  | NULL | NULL | NULL | NULL | NULL | NULL | NULL | NULL | NULL | NULL |  |  | 0 | 0 | 95.85 | 71.27 | 230.47 |  | NULL | [30 empty] | 0 | 0 | 0 | 0 | 0 | 30.0 40.0 50.0 55.0 60.0 62.5 0.0 0.0 | 0 | 0 | 0 | 0 | bar a | 600 700 800 900 1000 0 0.0 0.0 | 46;529;0;240¦512;197;0;110¦¦620;541;0;12 | 2 | HHD100_(5VC-M).png | NULL | 0 | NULL | 235.75 | 0 | 1
8/6-HHD150G-METAL | SPSA | SLURRY | CLOSED | HHD | METAL | 5 | WPG86HH30 | WARMAN | Live |  | HH | 8/6 HH-M | 1 | 1 | 1 | 10 | 2 | 0 | 0 | 0 | NULL | 1 | 0 | 0 | 1 | 0 | 1 | 1 | 0 | 0 | 0 | 0 | l/sec | 1 | m | 1 | 69.2 | 417.7 | 0 | 0 | 0 | 900 | 97.4 | 76.7 | 66.49 | 0 | 0 | 373.09 | 82.5 | 453.83 | 10.5 | 97.4 | 0 | 16 | 76 | 0 | 0 | 0 | 0 | 0 | 0 | 0 | 0 | 450 | 725 | 0 | 0 | 0 | 0 | 0 | 0 | 725 | 965 | NULL | 0 | 8/6 HH-M |  | 725 | 97.4 | 417.7 | NULL | 97.4;96.2;96.2;95.8;95.4;94.2;92.7;87.5;81.1;76.7 | 0;30;40;45;50;55;60;65;67;65 | 0;69.2;109.7;135.6;159.5;200.1;247.1;325.5;383.6;417.7 |  | 5.4;5.4;5.4;5.7;6;6.5;7.4;9.4;10.6;11.7 | 25 | 97.376 -.57723 .108036 -.011477444 .000157703 | 0.059 14.06276 -1.4419372 0.083999645-0.002042052 | 5.417 -0.11592 0.0257866 0.001306732 -6.6053E-05 | 0 | NULL | NULL | 76 | 0 | HHD80 (5) |  |  |  | 0 | 3450 | 0 | 0 | curves\hhd\8_6-hhd150g-metal | 0 | 0 |  |  |  |  | 8/6 HH | HHD150147G-CR | 80 | [5 empty] | G | 600 | GG | 900 | 0 | 0 | [26 empty] | NULL | NULL | NULL | NULL | 4 | NULL | 0 0 0 0 0 0 0 0 | 0 0 0 0 0 0 0 0 0 0 0 0 0 0 0 0 | 1111 | 0 | 0 | 0 | 0 | 0 | 0 | 0 | 0 | 0 | 0 | 0 | 0 | 0 | 0 | 0 | 0 | 0 | 0 | 0 | 0 | 0 | 0 | 0 | 0 | 0 | NULL | NULL | NULL | 44648 | Curve loaded from Warman / Weir printed curve | Gugu Khoza | Pieter du Plessis | 0 | 0 | 101.6 | 76.2 | 0 | A | 44965 |  |  |  | NULL | NULL | NULL | NULL | NULL | NULL | NULL | NULL | NULL | NULL |  |  | 0 | 0 | 96.37 | 71.99 | 510.76 |  | NULL | [30 empty] | 0 | 0 | 0 | 0 | 0 | 30.0 40.0 45.0 50.0 60.0 65.0 0.0 0.0 | 0 | 0 | 0 | 0 | bar a | 450 550 650 725 0 0 0.0 0.0 | 43;531;0;450¦510;197;0;125¦¦620;542;0;12 | 2 | HHD150_(5VC-M).png | NULL | 0 | NULL | 483.22 | 0 | 1
12/10-MD250F-RUBBER | SPSA | SLURRY | CLOSED | L | RUBBER | 5 | WPG250L32 | WARMAN | Live |  | L | 250 | 4 | 4 | 1 | 10 | 2 | 0 | 0 | 0 | NULL | 1 | 0 | 0 | 1 | 0 | 1 | 1 | 0 | 0 | 0 | 0 | l/sec | 1 | m | 1 | 50.5 | 453.5 | 0 | 0 | 0 | 286 | 44.5 | 6.8 | 71.71 | 0 | 0 | 346.12 | 31.19 | 147.62 | 10.25 | 44.5 | 0 | 40 | 92 | 0 | 0 | 0 | 0 | 0 | 0 | 0 | 0 | 500 | 900 | 0 | 0 | 0 | 90 | 0 | 0 | 900 | 653 | NULL | 0 | 250 L-R;12/10-MD250F-RUBBER;250 L-R;250 L-R | 0.00 0.00 0.00 0.00 | 500.00 600.00 700.00 900.00 | 13.9 19.9 26.8 44.5 | 263.6 320.2 367.7 453.5 | NULL | 13.9;12.4;12.1;11.8;11.2;10.5;9.3;6.8¦19.9;18.5;18.1;17.4;16.5;16;14.7;13.6;11.8;9.8¦26.8;25.3;23.9;22.8;22.1;20.6;18.5;15.9;13.8¦44.5;41.1;40.1;38.9;37.2;35.7;33.5;31;26.8;24.3 | 0;30;40;50;60;65;69;65¦0;30;40;50;60;65;70;70.98;70;65¦0;30;50;60;65;70;71.6;70;65¦0;30;40;50;60;65;70;71.6;70;65 | 0;50.5;62.6;80.8;112.1;141.4;193.9;263.6¦0;46.5;62.6;89.9;125.3;151.5;197;235.4;280.8;320.2¦0;52.5;104;145.5;172.7;221.2;276.8;331.3;367.7¦0;84.8;110.1;148.5;200;240.4;297;350.5;419.2;453.5 |  | 1.8;2.1;2.1;2.5;2.8;3.1;4.3;5.9¦4.2;4;3.7;3.8;4.3;4.5;5.2;5.9;7.1;8¦3.1;3.1;4;4.3;4.7;5.7;6.9;8.6;10¦5.4;5.4;5.4;5.4;5.9;6.6;8.3;10.5;14.2;16.7 | 25 25 25 25 | 13.895 -.93012 .1193556 -.012091375 .000292769 19.899 -.81695 .0422603 -.002087546 -8.1114E-05 26.808 -.79156 .0352791 -.002901847 4.904E-06 44.502 -1.15976 .0516658 -.002649077 -3.358E-06 | -0.263 16.704 0.1860642-0.272519654 0.015209509 -0.163 20.52717 -2.2214662 0.11941576-0.003125123 -0.084 17.5551 -1.6323766 0.078473236-0.001912164 -0.245 10.84895 -0.4408817 0.00253326 -9.197E-06 | 1.791 0.14832 -0.0066707 0.006157153-0.000317667 4.214 -0.32512 0.0748872-0.002496913 3.4708E-05 3.064 -0.02604 0.0644565-0.004876937 0.000190433 5.412 0.05515 -0.0391118 0.005938649-0.000114088 | 0.00 0.00 0.00 0.00 | NULL | NULL | 75 | 0 | WPA300A21 | SL | CSP300A21 |  | 1030 | 1545 | 1.5 | 0 | curves\Series A L Metal & Rubber\300F L-5VCM | 0 | 0 |  |  |  |  | 250 L | F10147 | 250 | [5 empty] | EM | 120 | EEM | 225 | F | 260 |  |  | Rubber;27% Chrome;Hyper Chrome;Acid Resist Chrome;Nitrile;Neoprene;Polyurethane;316 Stainless Steel;Ferralium | Rubber;27% Chrome;Hyper Chrome;Acid Resist Chrome;Nitrile;Neoprene;Polyurethane;316 Stainless Steel;Ferralium | SG Iron | Carbon Steel;316 Stainless Steel |  | Expeller;LF Stuffing Box;FF Stuffing Box;ULF Stuffing Box | 27% Chrome;Hyper Chrome;316 Stainless Steel;Ferralium;SAF2205 (Duplex SS);904 Stainless Steel;Cast Iron;316 Stainless Steel;Ferralium;904 Stainless Steel | [17 empty] | NULL | NULL | NULL | NULL | 4 | NULL | 0 0 0 0 0 0 0 0 | 0 0 0 0 0 0 0 0 0 0 0 0 0 0 0 0 | 1.1111e+19 | 0 | 0 | 0 | 0 | 0 | 0 | 0 | 0 | 0 | 0 | 0 | 0 | 0 | 0 | 0 | 0 | 0 | 0 | 0 | 0 | 0 | 0 | 0 | 0 | 0 | NULL | NULL | NULL | NULL |  | 0 | Pieter du Plessis | 0 | 0 | 305 | 254 | 0 |  | 44876 |  |  |  | NULL | NULL | NULL | NULL | NULL | NULL | NULL | NULL | NULL | NULL |  |  | 0 | 0 | 42.35 | 27.09 | 159.36 |  | NULL | [30 empty] | 0 | 0 | 0 | 0 | 0 | 30.0 40.0 50.0 60.0 65.0 70.0 0.0 0.0 | 0 | 0 | 0 | 0 | bar a | 500 600 700 800 900 0 0 0 | 43;539;0;500¦492;16;0;50¦¦628;534;4;20 | 2 | 12/10-MD250F-RUBBER.png | NULL | 0 | NULL | 166.21 | 16.7 | 4
14/12-MD300F-METAL | SPSA | SLURRY | CLOSED | L | METAL | 5 | WPG 300L30 | WARMAN | WIP |  |  |  | 3 | 3 | 1 | 9 | 2 | 0 | 0 | 0 | NULL | 1 | 0 | 0 | 1 | 0 | 1 | 1 | 0 | 0 | 0 | 0 | l/sec | 1 | m | 1 | 136.5 | 859.4 | 0 | 0 | 0 | 425 | 65.6 | 38.4 | 79.01 | 0 | 0 | 641.71 | 48.25 | 384.2 | 12.5 | 65.6 | 0 | 42 | 114 | 0 | 0 | 0 | 0 | 0 | 0 | 0 | 0 | 400 | 950 | 0 | 0 | 0 | 0 | 0 | 0 | 950 | 653 | NULL | 0 | 14/12-MD300F-METAL;14/12-MD300F-METAL;14/12-MD300F-METAL |  | 400.00 700.00 950.00 | 11.6 35.7 65.6 | 361.5 634.4 859.4 | NULL | 11.6;11.4;11;10.3;9.7;8.6;6.9¦35.7;35.1;33.8;32.3;30.7;28.8;26.5;23.3;21¦65.6;64.5;62.2;59.4;56.2;53.4;48.7;42.9;38.4 | 0;40;60;70;75;78;75¦0;40;60;70;75;78;79;78;75¦0;40;60;70;75;78;79;78;75 | 0;57.2;105.1;156.8;208.4;269.3;361.5¦0;99.6;186.3;256.4;317.2;385.5;461.1;558.8;634.4¦0;136.5;252.7;350.4;442.6;516.4;632.6;761.7;859.4 |  | 1.8;2.2;1.4;2.2;2.2;2.5;3.8¦0;0;0;0;0;0;0;0;0¦3.4;3.1;4.5;6.1;7.7;9.5;12.3;15.7;18.6 | 25 25 25 | 11.604 -.01304 -.0387044 .001741662 -3.8691E-05 35.702 -.01399 -.0364612 .000508245 1.965E-06 65.593 .00834 -.0405762 .000657872 -4.489E-06 | -0.108 23.44112 -2.8514346 0.169031501-0.004086759 0.02 12.81806 -0.7936409 0.023257434-0.000287615 -0.009 9.4284 -0.4325921 0.009491554 -8.8421E-05 | 1.863 0.02372 -0.0105721 0.001627804 -2.5842E-05 0 0 0 0 0 3.376 -0.23782 0.0434304-0.001099561 1.1996E-05 | 0.00 0.00 0.00 | NULL | NULL | 80 | 0 |  |  |  |  | 0 | 0 | 0 | 0 |  | 0 | 0 |  |  |  |  | WPG 300L30 | [7 empty] | F | 260 | FF | 425 | [28 empty] | NULL | NULL | NULL | NULL | 4 | NULL | 0 0 0 0 0 0 0 0 | 0 0 0 0 0 0 0 0 0 0 0 0 0 0 0 0 | 1.1111e+27 | 0 | 900 | 9 | 1 | 5 | 0 | 70 | 7 | 1 | 5 | 0 | 0 | 0 | 0 | 0 | 0 | 0 | 0 | 0 | 0 | 0 | 0 | 0 | 0 | 0 | NULL | NULL | NULL | 45098 |  | Pieter du Plessis | Pieter du Plessis | 0 | 0 | 355.6 | 304.8 | 0 |  | 45098 |  |  |  | NULL | NULL | NULL | NULL | NULL | NULL | NULL | NULL | NULL | NULL |  |  | 0 | 0 | 65.41 | 42.54 | 412.96 |  | NULL | [30 empty] | 0 | 0 | 0 | 0 | 0 | 40.0 60.0 70.0 75.0 78.0 0.0 0.0 0.0 | 0 | 0 | 0 | 0 | bar a | 400 500 600 700 800 900 950 0 | 48;536;0;900¦456;9;0;70¦¦608;497;0;20 | 2 | 14_12-MD300F-METAL.png | NULL | 0 | NULL | 431.39 | 18.6 | 3
16/14-MD350F-METAL | SPSA | SLURRY | CLOSED | L | METAL | 5 | WPG 350L30 | WARMAN | WIP |  |  |  | 2 | 2 | 1 | 9 | 2 | 0 | 0 | 0 | NULL | 1 | 0 | 0 | 1 | 0 | 1 | 1 | 0 | 0 | 0 | 0 | l/sec | 1 | m | 1 | 66.9 | 889.1 | 0 | 0 | 0 | 425 | 61.1 | 9.8 | 81.13 | 0 | 0 | 769.55 | 47.13 | 438.3 | 12.88 | 61.1 | 0 | 41 | 108 | 0 | 0 | 0 | 0 | 0 | 0 | 0 | 0 | 400 | 840 | 0 | 0 | 0 | 0 | 0 | 0 | 840 | 736 | NULL | 0 | 16/14-MD350F-METAL;16/14-MD350F-METAL |  | 400.00 840.00 | 13.9 61.1 | 424.7 889.1 | NULL | 13.9;14.2;14.1;13.9;13.4;13.1;12;10.8;9.8¦61.1;61.6;61.1;60.5;58.6;56.6;52.2;47.5;42.8 | 0;40;50;60;70;75;80;81;80¦0;40;50;60;70;75;80;81;80 | 0;66.9;94.1;129.7;184.1;223.8;295;357.7;424.7¦0;144.4;200.8;274.1;384.9;472.8;619.2;761.5;889.1 |  | 2;2.1;2;2;2.1;2;2.1;2.7;3.2¦7.7;7.5;7.7;7.7;8.2;8.8;10.5;12.7;15.4 | 25 25 | 13.919 .16083 -.0295277 -.000294696 3.7177E-05 61.103 .23075 -.0279146 .00011398 2.288E-06 | 0.099 19.27667 -1.9329351 0.097628702-0.002022883 0.049 8.94761 -0.4083705 0.009340326 -8.8778E-05 | 1.995 0.08295 -0.025226 0.002204329 -4.4544E-05 7.696 -0.04009 0.0017465 0.000226356 -2.049E-06 | 0.00 0.00 | NULL | NULL | 75 | 0 |  |  |  |  | 0 | 0 | 0 | 0 |  | 0 | 0 |  |  |  |  | WPG 350L30 | [7 empty] | FF | 425 | [30 empty] | NULL | NULL | NULL | NULL | 4 | NULL | 0 0 0 0 0 0 0 0 | 0 0 0 0 0 0 0 0 0 0 0 0 0 0 0 0 | 1.1111e+19 | 0 | 1000 | 5 | 1 | 4 | 0 | 70 | 7 | 1 | 5 | 0 | 0 | 0 | 0 | 0 | 0 | 0 | 0 | 0 | 0 | 0 | 0 | 0 | 0 | 0 | NULL | NULL | NULL | 45097 |  | Pieter du Plessis | TAS ONLINE | 0 | 0 | 406.4 | 355.6 | 0 |  | 45875 |  |  |  | NULL | NULL | NULL | NULL | NULL | NULL | NULL | NULL | NULL | NULL |  |  | 0 | 0 | 61.52 | 41.54 | 477.05 |  | NULL | [30 empty] | 0 | 0 | 0 | 0 | 0 | 40.0 50.0 60.0 70.0 75.0 80.0 0.0 0.0 | 0 | 0 | 0 | 0 | bar a | 400 500 600 700 840 0 0 0 | 49;527;0;1000¦459;11;0;70¦¦608;496;0;20 | 2 | 16_14-MD350F-METAL.png | NULL | 0 | 0 | 466.34 | 15.4 | 2
10/8-MC200FF-RUBBER | SPSA | SLURRY | OPEN | MCR | RUBBER | 4 | 200MCR | SPSA | Live |  |  |  | 1 | 1 | 1 | 9 | 2 | 0 | 0 | 0 | NULL | 1 | 0 | 0 | 1 | 0 | 1 | 1 | 0 | 0 | 0 | 0 | m^3/hr | 0.2777 | m | 1 | 357.9 | 1554 | 0 | 0 | 0 | 0 | 71.4 | 56.9 | 79.74 | 0 | 0 | 1157.63 | 63.82 | 252.24 | 6.41 | 71.4 | 0 | 19 | 106 | 0 | 0 | 0 | 0 | 0 | 0 | 0 | 0 | 300 | 750 | 0 | 0 | 0 | 0 | 0 | 0 | 750 | 813 | NULL | 0 | 10/8-MC200FF-RUBBER |  | 750 | 71.4 | 1579 | NULL | 71.4;72.8;72.2;70.2;67.6;63.4;58.7;56.9;56.3 | 0;50;60;73;78;80.1;78;76;77 | 0;357.9;479.6;723;916.3;1181;1450;1554;1579 |  | 3.5;3.7;4;4.67;5.5;6.8;8;9.6;10 | 100 | 71.4 1.08685 -.219501 .00662341 -5.6866E-05 | 0.018 18.95254 -1.59937 0.058008454-0.000845106 | 3.519 -0.36552 0.1549936-0.014473717 0.000490249 | 0 | NULL | NULL | 98 | 0 |  |  |  |  | 0 | 0 | 0 | 0 |  | 0 | 0 | [12 empty] | - | 425 |  | 2 |  | 5 | [26 empty] | NULL | NULL | NULL | NULL | 4 | NULL | 0 0 0 0 0 0 0 0 | 0 0 0 0 0 0 0 0 0 0 0 0 0 0 0 0 | 1.1111e+31 | 0 | 0 | 0 | 0 | 0 | 0 | 0 | 0 | 0 | 0 | 0 | 0 | 0 | 0 | 0 | 0 | 0 | 0 | 0 | 0 | 0 | 0 | 0 | 0 | 0 | NULL | NULL | NULL | 46218 |  | TAS ONLINE | TAS ONLINE | 0 | 0 | 254 | 203 | 0 |  | 46231 |  |  |  | NULL | NULL | NULL | NULL | NULL | NULL | NULL | NULL | NULL | NULL |  |  | 0 | 0 | 72.77 | 59.78 | 287.3 |  | NULL | [30 empty] | 0 | 0 | 0 | 0 | 0 | 50.0 60.0 70.0 75.0 78.0 0.0 0.0 0.0 | 0 | 0 | 0 | 0 | bar a | 300 400 500 550 600 650 700 750 | 14;461;0;1600¦612;10;0;80¦¦ | 0 | 200MCR.png | NULL | 0 | 0 | 314.32 | 0 | 1
26/22-ESHR550 | SPSA | SLURRY | OPEN | MCR | METAL | 4 | P-4952/C REV 1 | SPSA | WIP |  |  |  | 1 | 1 | 1 | 11 | 2 | 0 | 0 | 0 | NULL | 1 | 0 | 0 | 1 | 0 | 1 | 1 | 0 | 0 | 0 | 0 | m^3/hr | 0.2777 | m | 1 | 2527 | 9837 | 0 | 0 | 0 | 2000 | 71.1 | 49.8 | 85.23 | 0 | 0 | 7156.35 | 60.48 | 1382.58 | 6.93 | 71.1 | 0 | 26 | 132 | 0 | 0 | 0 | 0 | 0 | 0 | 0 | 0 | 250 | 400 | 0 | 0 | 0 | 0 | 0 | 0 | 400 | 1580 | NULL | 0 | 550MCR |  | 400 | 71.1 | 9837 | NULL | 71.1;70.8;69.8;68.9;67.4;65.8;63.7;60.2;56.2;53.2;49.8 | 0;60;70;75;80;83;85;85.1;85;83;81 | 0;2527;3370;3940;4728;5408;6169;7283;8342;9049;9837 |  | 0;4.4;4.4;4.6;5.1;5.5;6.2;7.2;7.6;7.8;8.5 | 250 | 71.103 .16105 -.0194343 1.2346E-05 6E-07 | 0.014 8.75189 -0.3367689 0.006039774 -4.6031E-05 | 10.999 -1.36397 0.0920209-0.002320819 2.0858E-05 | 0 | NULL | NULL | 216 | 0 |  |  |  |  | 0 | 0 | 0 | 0 |  | 0 | 0 | [44 empty] | NULL | NULL | NULL | NULL | 4 | NULL | 0 0 0 0 0 0 0 0 | 0 0 0 0 0 0 0 0 0 0 0 0 0 0 0 0 | 1.1111e+19 | 0 | 0 | 0 | 0 | 0 | 0 | 0 | 0 | 0 | 0 | 0 | 0 | 0 | 0 | 0 | 0 | 0 | 0 | 0 | 0 | 0 | 0 | 0 | 0 | 0 | NULL | NULL | NULL | 45363 |  | TAS ONLINE | TAS ONLINE | 0 | 0 | 660.4 | 660 | 0 |  | 45364 |  |  |  | NULL | NULL | NULL | NULL | NULL | NULL | NULL | NULL | NULL | NULL |  |  | 0 | 0 | 70.76 | 55.04 | 1532.15 |  | NULL | [30 empty] | 0 | 0 | 0 | 0 | 0 | 60.0 70.0 75.0 80.0 83.0 85.0 0.0 0.0 | 0 | 0 | 0 | 0 | bar a | 200 250 300 350 400 0 0 0 | 37;405;0;10000¦582;41;0;80¦¦ | 0 | 550MCR.png | NULL | 0 | NULL | 1646.58 | 0 | 1
30/26-ESH650 | SPSA | SLURRY | CLOSED | MCR | METAL | 4 | T-4943/A REV 0 | SPSA | WIP |  |  |  | 1 | 1 | 1 | 11 | 2 | 0 | 0 | 0 | NULL | 1 | 0 | 0 | 1 | 0 | 1 | 1 | 0 | 0 | 0 | 0 | m^3/hr | 0.2777 | m | 1 | 3679 | 14000 | 0 | 0 | 0 | 2000 | 59 | 38.3 | 85.77 | 0 | 0 | 10146.07 | 46.84 | 1508.47 | 6.39 | 59 | 0 | 30 | 136 | 0 | 0 | 0 | 0 | 0 | 0 | 0 | 0 | 175 | 325 | 0 | 0 | 0 | 0 | 0 | 0 | 325 | 1780 | NULL | 0 | 650MCR |  | 325 | 59 | 14000 | NULL | 59;57.7;56.3;55.2;53.7;52;50.1;46.8;42.7;40;38.3 | 0;60;70;75;80;83;85;85.2;85;83;81 | 0;3679;4821;5607;6643;7536;8536;10179;12036;13250;14000 |  | 0;3;3.5;4;4.3;4.7;5.4;6.5;7.6;8;8.5 | 1000 | 59.002 .3828 -.234243 .009005193 -.000126572 | -0.016 23.83661 -2.4157026 0.110474804-0.002138552 | 0.756 0.94706 -0.1385375 0.015104624-0.000517843 | 0 | NULL | NULL | 229 | 0 |  |  |  |  | 0 | 0 | 0 | 0 |  | 0 | 0 | [5 empty] | ESH650145-CR | [38 empty] | NULL | NULL | NULL | NULL | 4 | NULL | 0 0 0 0 0 0 0 0 | 0 0 0 0 0 0 0 0 0 0 0 0 0 0 0 0 | 1.1111e+27 | 0 | 0 | 0 | 0 | 0 | 0 | 0 | 0 | 0 | 0 | 0 | 0 | 0 | 0 | 0 | 0 | 0 | 0 | 0 | 0 | 0 | 0 | 0 | 0 | 0 | NULL | NULL | NULL | 45363 |  | TAS ONLINE | TAS ONLINE | 0 | 0 | 762 | 660.4 | 0 |  | 45364 |  |  |  | NULL | NULL | NULL | NULL | NULL | NULL | NULL | NULL | NULL | NULL |  |  | 0 | 0 | 57.66 | 42.41 | 1663.71 |  | NULL | [30 empty] | 0 | 0 | 0 | 0 | 0 | 60.0 70.0 75.0 80.0 83.0 85.0 0.0 0.0 | 0 | 0 | 0 | 0 | bar a | 150 175 200 225 250 275 300 325 | 37;429;0;14000¦577;37;0;60¦¦ | 0 | 650MCR.png | NULL | 0 | NULL | 1802.26 | 0 | 1
36/30-MC750V-RUBBER | SPSA | SLURRY | OPEN | MCR | RUBBER | 4 | 750MCR | SPSA | Live |  |  |  | 1 | 1 | 1 | 12 | 2 | 0 | 0 | 0 | NULL | 1 | 0 | 0 | 1 | 0 | 1 | 1 | 0 | 0 | 0 | 0 | m^3/hr | 0.2777 | m | 1 | 6061 | 22922 | 0 | 0 | 0 | 0 | 62.6 | 39.1 | 88.22 | 0 | 0 | 17136.04 | 48.41 | 2560.35 | 6.73 | 62.6 | 0 | 36 | 157 | 0 | 0 | 0 | 0 | 0 | 0 | 0 | 0 | 140 | 300 | 0 | 0 | 0 | 0 | 0 | 0 | 300 | 2000 | NULL | 0 | 36/30-MC750V-RUBBER |  | 300 | 62.6 | 22922 | NULL | 62.6;60.9;59.6;57.8;55.2;52.5;50.9;48.5;45.8;43.7;40.4;39.1 | 0;60;70;78;84;87;88;88.5;88;87;84;83 | 0;6061;7935;9974;12288;14327;15539;17137;18790;20002;22096;22922 |  | 3;3;3.5;3.98;4.5;5.4;5.8;7;7.5;8;8.5;9 | 1000 | 62.603 -.01722 -.0367856 -.001499842 5.165E-05 | 0.013 14.20927 -0.8510297 0.024423218-0.000325817 | 2.993 -0.01237 -0.0053843 0.002142555 -6.0881E-05 | 0 | NULL | NULL | 254 | 0 |  |  |  |  | 0 | 0 | 0 | 0 |  | 0 | 0 | [12 empty] | - | 425 | [30 empty] | NULL | NULL | NULL | NULL | 4 | NULL | 0 0 0 0 0 0 0 0 | 0 0 0 0 0 0 0 0 0 0 0 0 0 0 0 0 | 1.1111e+31 | 0 | 0 | 0 | 0 | 0 | 0 | 0 | 0 | 0 | 0 | 0 | 0 | 0 | 0 | 0 | 0 | 0 | 0 | 0 | 0 | 0 | 0 | 0 | 0 | 0 | NULL | NULL | NULL | 46218 |  | TAS ONLINE | TAS ONLINE | 0 | 0 | 0 | 0 | 0 |  | 46218 |  |  |  | NULL | NULL | NULL | NULL | NULL | NULL | NULL | NULL | NULL | NULL |  |  | 0 | 0 | 60.88 | 42.89 | 2777.27 |  | NULL | [30 empty] | 0 | 0 | 0 | 0 | 0 | 60.0 70.0 78.0 84.0 87.0 0.0 0.0 0.0 | 0 | 0 | 0 | 0 | bar a | 140 170 200 220 240 260 280 300 | 16;408;0;21600¦612;27;0;70¦¦ | 0 | 750MCR.png | NULL | 0 | 0 | 2939.86 | 0 | 1
10/8-MD200F-METAL | SPSA | SLURRY | CLOSED | MD | METAL | 5 | WPG200L30 | WARMAN | Live |  | M | 200 M-M | 1 | 1 | 1 | 9 | 2 | 0 | 0 | 0 | NULL | 1 | 0 | 0 | 1 | 0 | 1 | 1 | 0 | 0 | 0 | 0 | l/sec | 1 | m | 1 | 84 | 481 | 0 | 0 | 0 | 425 | 66.3 | 38.4 | 72.92 | 0 | 0 | 377.93 | 48.56 | 246.76 | 6.26 | 66.3 | 0 | 37 | 171 | 0 | 0 | 0 | 0 | 0 | 0 | 0 | 0 | 600 | 1100 | 0 | 0 | 0 | 0 | 0 | 0 | 1100 | 549 | NULL | 0 | 200 M-M |  | 1100 | 66.3 | 481 | NULL | 66.3;65;63.9;61;58.8;55.6;49.5;42.8;38.4 | 0;40;50;60;65;70;73;70;65 | 0;84;124;186;225;282;367;440;481 |  | 3.8;3.8;3.8;3.8;4;4.6;6.1;7.5;8.4 | 25 | 66.294 .05807 -.1450848 .006950837 -.000181284 | 0.116 16.36771 -1.6604676 0.089189702-0.001976415 | 3.801 0.09922 -0.0441406 0.005142836-0.000128646 | 0 | NULL | NULL | 65 | 0 | MDL200 (5) |  |  |  | 0 | 1030 | 0 | 0 | curves\md\10_8-md200f-metal | 0 | 0 |  |  |  |  | 200 M | MD200147F-C | 200 | [5 empty] | F | 260 | FF | 425 | [28 empty] | NULL | NULL | NULL | NULL | 4 | NULL |  |  | 1.1111e+23 | 0 | 0 | 0 | 0 | 0 | 0 | 0 | 0 | 0 | 0 | 0 | 0 | 0 | 0 | 0 | 0 | 0 | 0 | 0 | 0 | 0 | 0 | 0 | 0 | 0 | NULL | NULL | NULL | 44648 | Curve loaded from Warman / Weir printed curve | Gugu Khoza | Pieter du Plessis | 0 | 0 | 254 | 203.2 | 0 | A | 44872 |  |  |  | NULL | NULL | NULL | NULL | NULL | NULL | NULL | NULL | NULL | NULL |  |  | 0 | 0 | 65.09 | 41.46 | 267.15 |  | NULL | [30 empty] | 0 | 0 | 0 | 0 | 0 | 40;50;60;65;70;73; | 0 | 0 | 0 | 0 | bar a | 600;700;800;900;1000;1100 | ¦¦¦ | 0 |  | NULL | 0 | NULL | 278.59 | 0 | 1
10/8-MD200F-RUBBER | SPSA | SLURRY | CLOSED | MD | RUBBER | 5 | WPG200L32 | WARMAN | Live |  | M | 200 M-R | 1 | 1 | 1 | 8 | 2 | 0 | 0 | 0 | NULL | 1 | 0 | 0 | 1 | 0 | 1 | 1 | 0 | 0 | 0 | 0 | l/sec | 1 | m | 1 | 50 | 375 | 0 | 0 | 0 | 425 | 44.3 | 30.4 | 79.4 | 0 | 0 | 314.13 | 34.79 | 134.95 | 22.18 | 44.3 | 0 | 35 | 49 | 0 | 0 | 0 | 0 | 0 | 0 | 0 | 0 | 500 | 900 | 0 | 0 | 0 | 0 | 0 | 0 | 900 | 549 | NULL | 0 | 200 M-R |  | 900 | 44.3 | 375 | NULL | 44.3;43.9;43.5;42.7;41.3;39.7;35.5;30.4 | 0;40;50;60;70;75;79;75 | 0;50;76;111;161;208;302;375 |  | 4.74;4.74;5.2;6.5;9.9;14.3;0;0 | 25 | 44.295 .00989 -.1130196 .008109493 -.000315701 | 0.396 25.18664 -3.5428962 0.244919258-0.006572977 | 4.739 -0.04912 -4.9E-06 0.002280954 -5.3112E-05 | 0 | NULL | NULL | 65 | 0 | MDL200 (5) |  |  |  | 0 | 1030 | 0 | 0 | curves\md\10_8-md200f-rubber | 0 | 0 |  |  |  |  | 200 M | MD200147F-RU | 200 | [5 empty] | F | 260 | FF | 425 | [28 empty] | NULL | NULL | NULL | NULL | 4 | NULL |  |  | 1.1111e+35 | 0 | 0 | 0 | 0 | 0 | 0 | 0 | 0 | 0 | 0 | 0 | 0 | 0 | 0 | 0 | 0 | 0 | 0 | 0 | 0 | 0 | 0 | 0 | 0 | 0 | NULL | NULL | NULL | 44648 | Curve loaded from Warman / Weir printed curve | Gugu Khoza | TAS ONLINE | 0 | 0 | 254 | 203.2 | 0 | A | 45440 |  |  |  | NULL | NULL | NULL | NULL | NULL | NULL | NULL | NULL | NULL | NULL |  |  | 0 | 0 | 43.92 | 30.23 | 149.9 |  | NULL | [30 empty] | 0 | 0 | 0 | 0 | 0 | 40;50;60;70;75;79; | 0 | 0 | 0 | 0 | bar a | 500;550;600;650;700;750;800;850;900 | ¦¦¦ | 0 |  | NULL | 0 | NULL | 149.02 | 0 | 1
12/10-MD250F-METAL | SPSA | SLURRY | CLOSED | MD | METAL | 5 | WPG250L30 | WARMAN | Live |  | L | 250 L-M | 1 | 1 | 1 | 9 | 2 | 0 | 0 | 0 | NULL | 1 | 0 | 0 | 1 | 0 | 1 | 1 | 0 | 0 | 0 | 0 | l/sec | 1 | m | 1 | 86 | 499 | 0 | 0 | 0 | 425 | 49.7 | 25 | 72.04 | 0 | 0 | 395.22 | 32.93 | 177.09 | 11.74 | 49.7 | 0 | 46 | 99 | 0 | 0 | 0 | 0 | 0 | 0 | 0 | 0 | 500 | 1000 | 0 | 0 | 0 | 0 | 0 | 0 | 1000 | 550 | NULL | 0 | 250 L-M |  | 1000 | 49.7 | 499 | NULL | 49.7;48.3;47.2;44.5;42.7;39.2;33.8;29.5;25 | 0;40;50;60;65;70;73;70;64.8 | 0;86;130;202;240;300;383;442;499 |  | 6;6;6.3;7;7.6;10;11;13;0 | 25 | 49.686 -.20247 -.050385 -.000913507 4.2322E-05 | 0.21 15.88192 -1.5929911 0.084051799-0.001805516 | 6.032 -0.17404 0.0401055 0.000256277 -4.1314E-05 | 0 | NULL | NULL | 65 | 0 | MDL250 (5) |  |  |  | 0 | 1030 | 0 | 0 | curves\md\12_10-md250f-metal | 0 | 0 |  |  |  |  | 250 L | MD250147F-CR | 250 | [5 empty] | F | 260 | FF | 425 | 0 | 0 | [26 empty] | NULL | NULL | NULL | NULL | 4 | NULL |  |  | 1111 | 0 | 0 | 0 | 0 | 0 | 0 | 0 | 0 | 0 | 0 | 0 | 0 | 0 | 0 | 0 | 0 | 0 | 0 | 0 | 0 | 0 | 0 | 0 | 0 | 0 | NULL | NULL | NULL | 44648 | Curve loaded from Warman / Weir printed curve | Gugu Khoza | Pieter du Plessis | 0 | 0 | 305 | 254 | 0 | A | 44879 |  |  |  | NULL | NULL | NULL | NULL | NULL | NULL | NULL | NULL | NULL | NULL |  |  | 0 | 0 | 48.36 | 26.96 | 183.77 |  | NULL | [30 empty] | 0 | 0 | 0 | 0 | 0 | 40;50;60;65;70;73; | 0 | 0 | 0 | 0 | bar a | 500;600;700;800;900;1000 | ¦¦¦ | 0 |  | NULL | 0 | NULL | 188.74 | 0 | 1
14/12-MD300F-RUBBER | SPSA | SLURRY | CLOSED | MD | RUBBER | 5 | WPG300L32 | WARMAN | Live |  | L | 300 L-R | 1 | 1 | 1 | 7 | 2 | 0 | 0 | 0 | NULL | 1 | 0 | 0 | 1 | 0 | 1 | 1 | 0 | 0 | 0 | 0 | l/sec | 1 | m | 1 | 80 | 662 | 0 | 0 | 0 | 425 | 43.4 | 25 | 80.93 | 0 | 0 | 501.64 | 32.32 | 196.44 | 6.09 | 43.4 | 0 | 42 | 146 | 0 | 0 | 0 | 0 | 0 | 0 | 0 | 0 | 400 | 800 | 0 | 0 | 0 | 0 | 0 | 0 | 800 | 653 | NULL | 0 | 300 L-R |  | 800 | 43.4 | 662 | NULL | 43.4;43.2;42;40.5;39;32.6;25 | 0;35;60;70;75;81;75 | 0;80;182;250;307;495;662 |  | 3.9;3.9;4;4.2;5;6;7.3 | 25 | 43.387 .09638 -.0472924 .001029322 -1.4009E-05 | 0.072 13.45023 -0.9094335 0.030522085-0.000427676 | 3.94 -0.11789 0.0244849 -0.00092865 1.332E-05 | 0 | NULL | NULL | 65 | 0 | MDL300 (5) |  |  |  | 0 | 1030 | 0 | 0 | curves\md\14_12-md300f-rubber | 0 | 0 |  |  |  |  | 300 L | MD300147RSL-RU | 300 | [5 empty] | F | 260 | FF | 425 | 0 | 0 | [26 empty] | NULL | NULL | NULL | NULL | 4 | NULL |  |  | 1.1111e+35 | 0 | 0 | 0 | 0 | 0 | 0 | 0 | 0 | 0 | 0 | 0 | 0 | 0 | 0 | 0 | 0 | 0 | 0 | 0 | 0 | 0 | 0 | 0 | 0 | 0 | NULL | NULL | NULL | 44648 | Curve loaded from Warman / Weir printed curve | Gugu Khoza | Pieter du Plessis | 0 | 0 | 355.6 | 304.8 | 0 | A | 44873 |  |  |  | NULL | NULL | NULL | NULL | NULL | NULL | NULL | NULL | NULL | NULL |  |  | 0 | 0 | 43.24 | 27.95 | 208.79 |  | NULL | [30 empty] | 0 | 0 | 0 | 0 | 0 | 40;60;70;75;81; | 0 | 0 | 0 | 0 | bar a | 400;450;500;550;600;650;700;750;800 | ¦¦¦ | 0 |  | NULL | 0 | NULL | 216.34 | 0 | 1
150 MP-M | SPSA | SLURRY | CLOSED | MD | METAL | 5 | WPG150MP30 | WARMAN | Live |  | MP | 150 | 9 | 9 | 1 | 9 | 2 | 0 | 0 | 0 | NULL | 1 | 0 | 0 | 1 | 0 | 1 | 1 | 0 | 0 | 0 | 0 | l/sec | 1 | m | 1 | 73 | 284 | 0 | 0 | 0 | 0 | 78.2 | 60.5 | 72.27 | 0 | 0 | 248.76 | 67.31 | 227.14 | 10.9 | 78.2 | 0 | 276 | 1081 | 0 | 0 | 0 | 0 | 0 | 0 | 0 | 0 | 500 | 1300 | 0 | 0 | 0 | 0 | 0 | 0 | 13000 | 510 | NULL | 0 | MD150 (5VC-M);MD150 (5VC-M);MD150 (5VC-M);MD150 (5VC-M);MD150 (5VC-M);MD150 (5VC-M);MD150 (5VC-M);MD150 (5VC-M);MD150 (5VC-M) |  | 500.00 600.00 700.00 800.00 900.00 1000.00 1100.00 1200.00 1300.00 | 11.9 17.1 23.2 30.4 38.4 47.2 56.8 67.4 78.2 | 134.7 155.7 169.1 184.3 202.1 220.6 241.5 263.1 284 | NULL | 11.9;12.1;11.9;11.2;10.4;9.2;8.7¦17.1;17.1;17.1;16.8;15.7;14.1;12.5¦23.2;23.2;23.2;22.6;21.9;19.9;17.9¦30.4;30.7;30.3;29.5;28.9;26.7;23.5¦38.4;38.5;38.5;38;36.7;34.1;29.5¦47.2;47.2;46.8;46;45.1;42.5;36.1¦56.8;57.3;57;56.2;54.6;51.2;43.7¦67.4;68.1;67.5;66.2;64.8;60.2;51.6¦78.2;79.9;79.9;79.6;78.9;77.6;74.9;67.5;60.5 | 0;40;50;60;65;72;70¦0;40;45;55;65;72;70¦0;40;50;60;65;72;70¦0;40;50;60;65;72;70¦0;40;45;55;65;72;70¦0;40;50;60;65;72;70¦0;40;45;55;65;71.5;70¦0;40;50;60;65;72;70¦0;40;45;50;55;60;67;72.5;70 | 0;33.7;50.8;75;91.5;120.8;134.7¦0;37.5;46.4;66.7;97.2;128.4;155.7¦0;42.6;61;85.2;103.6;137.3;169.1¦0;47;66.1;92.2;110;146.8;184.3¦0;52.1;61;83.9;117.6;157.6;202.1¦0;57.2;77.5;105.5;126.5;171;220.6¦0;62.3;73.1;98.5;138.6;188.1;241.5¦0;68;92.2;127.1;155.1;211.7;263.1¦0;73;86;101;120;145;183.5;248;284 |  | 0;0;0;0;0;0;0¦0;0;0;0;0;0;0¦0;0;0;0;0;0;0¦0;0;0;0;0;0;0¦0;0;0;0;0;0;0¦0;0;0;0;0;0;0¦0;0;0;0;0;0;0¦0;0;0;0;0;0;0¦3.8;3.8;4;4.5;5;5.6;6.8;11;13.9 | 10 10 10 10 10 10 10 25 25 | 11.897 .16705 -.0206468 -.003570934 .000213889 17.097 -3E-05 .0194113 -.005164612 .000173503 23.198 -.10029 .0551133 -.008015702 .000237251 30.403 .2671 -.053646 .002162566 -6.1947E-05 38.398 .12502 -.0150206 -.00068581 2.235E-06 47.198 .28016 -.0679531 .004146804 -.00012129 56.803 .48253 -.0911781 .004850347 -.000117297 67.4 1.34286 -.5519012 .066814828 -.003805784 78.189 1.75479 -.4838695 .04042261 -.002066382 | -0.019 18.83797 -2.7314647 0.22525277-0.007245787 0 16.01533 -1.8677892 0.128693037-0.003612499 -0.009 13.60538 -1.2663149 0.073930316-0.001900732 -0.008 12.0541 -0.9522145 0.048539917-0.001149015 -0.014 10.48407 -0.6523637 0.026279891-0.000553459 -0.018 9.19738 -0.4436092 0.012774723-0.000228521 -0.013 8.31835 -0.3439152 0.007459194-0.000103909 -0.03 19.92679 -2.2465907 0.155249158-0.005851076 -0.03 19.6906 -2.550459 0.209973854-0.007943524 | 0 0 0 0 0 0 0 0 0 0 0 0 0 0 0 0 0 0 0 0 0 0 0 0 0 0 0 0 0 0 0 0 0 0 0 0 0 0 0 0 3.783 -0.29365 0.134926-0.008346641 0.000500357 | 0.00 0.00 0.00 0.00 0.00 0.00 0.00 0.00 0.00 | NULL | NULL | 63 | 0 | MD150 (5) |  |  |  | 0 | 800 | 0 | 0 | curves\md\md150 (5vc-m) | 0 | 0 |  |  |  |  | 150 MP | F6147 | 150 | ; | ; |  | E;F |  | EM | 120 | EEM | 225 | F | 260 | FF | 425 | [24 empty] | NULL | NULL | NULL | NULL | 4 | NULL | 0 0 0 0 0 0 0 0 | 0 0 0 0 0 0 0 0 0 0 0 0 0 0 0 0 | 1.1111e+35 | 0 | 0 | 0 | 0 | 0 | 0 | 0 | 0 | 0 | 0 | 0 | 0 | 0 | 0 | 0 | 0 | 0 | 0 | 0 | 0 | 0 | 0 | 0 | 0 | 0 | NULL | NULL | NULL | 44648 | Curve created in SCG from Multotec Excel masterfile | Aslam Haffejee | TAS ONLINE | 0 | 0 | 203.2 | 152.4 | 0 | A | 45792 | brochures\tech_vs.pdf | Drawings\MD150 |  | NULL | NULL | NULL | NULL | NULL | NULL | NULL | NULL | NULL | NULL |  |  | 0 | 0 | 79.77 | 56.97 | 247.19 |  | NULL | [30 empty] | 0 | 0 | 0 | 0 | 0 | 40.0 45.0 50.0 55.0 60.0 65.0 70.0 72.0 | 0 | 0 | 0 | 0 | bar a | 0 0 0 0 0 0 0 0.0 | 53;527;0;400¦516;215;0;100¦¦637;544;0;16 | 2 | MD150_(5VC-M).png | NULL | 0 | 0 | 240.64 | 13.9 | 9
16/14-MD350F-RUBBER | SPSA | SLURRY | CLOSED | MD | RUBBER | 5 | WPG350L32 | WARMAN | Live |  | L | 300 L-R | 1 | 1 | 1 | 9 | 2 | 0 | 0 | 0 | NULL | 1 | 0 | 0 | 1 | 0 | 1 | 1 | 0 | 0 | 0 | 0 | l/sec | 1 | m | 1 | 54 | 837 | 0 | 0 | 0 | 425 | 45 | 31.7 | 86.43 | 0 | 0 | 719.12 | 35.48 | 289.44 | 7.86 | 45 | 0 | 41 | 126 | 0 | 0 | 0 | 0 | 0 | 0 | 0 | 0 | 400 | 700 | 0 | 0 | 0 | 0 | 0 | 0 | 700 | 736 | NULL | 0 | 16/14-MD350F-RUBBER |  | 800 | 45 | 837 | NULL | 45;45;45;44.4;43.5;41.6;39.4;35.1;31.7 | 0;20;40;60;70;80;85;86.5;85 | 0;54;122.4;225;307.8;444.6;565.2;730.8;837 |  | 2.4;2.4;2.4;2.9;3.4;4.4;5.7;8.1;9.7 | 25 | 44.977 .08091 -.0188768 .000294039 -4.673E-06 | -0.004 10.38601 -0.5221209 0.013232064-0.000138588 | 2.378 -0.00901 0.0066474 3.864E-05 -9.96E-07 | 0 | NULL | NULL | 75 | 0 |  |  |  |  | 0 | 1030 | 0 | 0 | curves\md\16/14-MD350F-RUBBER | 0 | 0 |  |  |  |  | 300 L | MD350147SL-RU | 300 | [5 empty] | F | 260 | FF | 425 | 0 | 0 | [26 empty] | NULL | NULL | NULL | NULL | 4 | NULL | 0 0 0 0 0 0 0 0 | 0 0 0 0 0 0 0 0 0 0 0 0 0 0 0 0 | 1111111111111110 | 0 | 0 | 0 | 0 | 0 | 0 | 0 | 0 | 0 | 0 | 0 | 0 | 0 | 0 | 0 | 0 | 0 | 0 | 0 | 0 | 0 | 0 | 0 | 0 | 0 | NULL | NULL | NULL | 44872 | Curve loaded from Warman / Weir printed curve | Gugu Khoza | Pieter du Plessis | 0 | 0 | 355.6 | 304.8 | 0 |  | 44972 |  |  |  | NULL | NULL | NULL | NULL | NULL | NULL | NULL | NULL | NULL | NULL |  |  | 0 | 0 | 45.07 | 30.74 | 310.1 |  | NULL | [30 empty] | 0 | 0 | 0 | 0 | 0 | 20.0 40.0 60.0 70.0 80.0 85.0 0.0 0.0 | 0 | 0 | 0 | 0 | bar a | 400 500 600 700 0 0 0 0 | 41;541;0;900¦488;18;0;50¦¦626;532;2;10 | 2 | 16/14-MD350F-RUBBER.png | NULL | 0 | NULL | 306.03 | 0 | 1
MDP125 | SPSA | SLURRY | OPEN | MDP | RUBBER | - |  | Curo Pumps | Live |  |  |  | 5 | 5 | 1 | 12 | 2 | 0 | 0 | 0 | NULL | 1 | 0 | 0 | 1 | 0 | 1 | 1 | 0 | 0 | 0 | 0 | m^3/hr | 0.2777 | m | 1 | 111 | 604.1 | 0 | 0 | 0 | 0 | 172.4 | 118.7 | 83.94 | 0 | 0 | 434.52 | 156.01 | 219.89 | 0 | 172.4 | 0 | 19 | 0 | 0 | 0 | 0 | 0 | 0 | 0 | 0 | 0 | 1000 | 2400 | 0 | 0 | 0 | 0 | 0 | 0 | 2400 | 440 | NULL | 0 | MDP125;MDP125;MDP125;MDP125;MDP125 |  | 1000.00 1400.00 1800.00 2200.00 2400.00 | 29.9 59 96.6 144.2 172.4 | 253.1 351 450.6 551.8 604.1 | NULL | 29.9;30.6;29.9;26.5;20.4¦59;60.5;60.2;56.5;54.1;50.3;40.5¦96.6;100.3;100;97.3;88.8;74.1;67¦144.2;149.3;149.3;147.3;143.2;133;117;99.7¦172.4;177.9;178.2;175.9;172.1;167;162.9;158.2;152.4;146.3;134;118.7 | 0;50;65;70;66¦0;50;65;75;77;75;65¦0;50;65;75;79;75;73¦0;50;65;75;80;83.55;80;73¦0;50;65;75;80;83;84;84.42;84;83;80;73 | 0;63.7;115.9;191;253.1¦0;75.1;133.9;213.9;246.5;280.8;351¦0;86.5;151.8;222;315.1;413.1;450.6¦0;99.6;169.8;241.6;295.5;383.7;475.1;551.8¦0;111;181.2;251.4;305.3;354.3;386.9;421.2;458.8;488.2;542;604.1 |  | 0;0;0;0;0¦0;0;0;0;0;0;0¦0;0;0;0;0;0;0¦0;0;0;0;0;0;0;0¦0;0;0;0;0;0;0;0;0;0;0;0 | 25 25 25 25 25 | 29.9 .6423 -.1604945 .008369634 -.000784132 59 .72305 -.0438501 -.010673969 .000245223 96.614 1.6327 -.1669066 -.001218655 2.1715E-05 144.227 1.79451 -.1300435 -.003015197 4.8972E-05 172.406 1.88926 -.1407895 -.001401282 7.231E-06 | 0 30.22539 -5.1423726 0.421661555-0.014323732 0.083 24.80945 -3.4586512 0.248103607-0.007422102 0.189 20.10698 -2.0603538 0.101765433-0.002052808 0.233 17.19286 -1.4915059 0.06511832-0.001182377 0.163 15.33741 -1.1491277 0.04395596-0.000725066 | 0 0 0 0 0 0 0 0 0 0 0 0 0 0 0 0 0 0 0 0 0 0 0 0 0 | 0.00 0.00 0.00 0.00 0.00 | NULL | NULL | 0 | 0 |  |  |  |  | 0 | 0 | 0 | 0 |  | 0 | 0 | [44 empty] | NULL | NULL | NULL | NULL | 4 | NULL | 0 0 0 0 0 0 0 0 | 0 0 0 0 0 0 0 0 0 0 0 0 0 0 0 0 | 1.1111e+31 | 0 | 0 | 0 | 0 | 0 | 0 | 0 | 0 | 0 | 0 | 0 | 0 | 0 | 0 | 0 | 0 | 0 | 0 | 0 | 0 | 0 | 0 | 0 | 0 | 0 | NULL | NULL | NULL | 46134 |  | TAS ONLINE | TAS ONLINE | 0 | 0 | 0 | 0 | 0 |  | 46134 |  |  |  | NULL | NULL | NULL | NULL | NULL | NULL | NULL | NULL | NULL | NULL |  |  | 0 | 0 | 176.28 | 139.22 | 241.68 |  | NULL | [30 empty] | 0 | 0 | 0 | 0 | 0 | 50.0 65.0 75.0 80.0 83.0 84.0 0.0 0.0 | 0 | 0 | 0 | 0 | bar a | 1000 1200 1400 1600 1800 2000 2200 2400 | 44;534;0;800¦616;28;0;200¦¦ | 0 | MDP125.png | NULL | 0 | NULL | 267.43 | 0 | 5
MDP150 | SPSA | SLURRY | OPEN | MDP | RUBBER | 6 |  | Curo Pumps | Live |  |  |  | 1 | 1 | 1 | 10 | 2 | 0 | 0 | 0 | NULL | 1 | 0 | 0 | 1 | 0 | 1 | 1 | 0 | 0 | 0 | 0 | m^3/hr | 0.2777 | m | 1 | 282.8 | 1207 | 0 | 0 | 0 | 0 | 211.1 | 149.3 | 81.64 | 0 | 0 | 1023.96 | 180.84 | 617.48 | 0 | 211.1 | 0 | 28 | 0 | 0 | 0 | 0 | 0 | 0 | 0 | 0 | 0 | 1000 | 2600 | 0 | 0 | 0 | 0 | 0 | 0 | 2600 | 440 | NULL | 0 | MDP150 |  | 2600 | 211.1 | 1207 | NULL | 211.1;220.6;222.2;216.1;208.9;202.2;183.2;167.6;161;149.3 | 0;56;65;74;78;80;81.3;80;79;77 | 0;282.8;462.3;656.6;769.7;850.8;1006;1109;1146;1207 |  | 0;0;0;0;0;0;0;0;0;0 | 100 | 211.079 4.35052 -.136739 -.071410991 .001474928 | 0.186 32.09138 -5.9089729 0.539727734-0.018826787 | 0 0 0 0 0 | 0 | NULL | NULL | 0 | 0 |  |  |  |  | 0 | 0 | 0 | 0 |  | 0 | 0 | [12 empty] | - | 600 | [30 empty] | NULL | NULL | NULL | NULL | 4 | NULL | 0 0 0 0 0 0 0 0 | 0 0 0 0 0 0 0 0 0 0 0 0 0 0 0 0 | 1.1111e+27 | 0 | 0 | 0 | 0 | 0 | 0 | 0 | 0 | 0 | 0 | 0 | 0 | 0 | 0 | 0 | 0 | 0 | 0 | 0 | 0 | 0 | 0 | 0 | 0 | 0 | NULL | NULL | NULL | 46133 |  | TAS ONLINE | TAS ONLINE | 0 | 0 | 0 | 0 | 0 |  | 46133 |  |  |  | NULL | NULL | NULL | NULL | NULL | NULL | NULL | NULL | NULL | NULL |  |  | 0 | 0 | 220.77 | 145.03 | 651.35 |  | NULL | [30 empty] | 0 | 0 | 0 | 0 | 0 | 56.0 65.0 71.0 74.0 76.0 78.0 79.0 80.0 | 0 | 0 | 0 | 0 | bar a | 1000 1400 1600 1800 2000 2300 2600 0 | 21;509;0;1200¦432;37;0;220¦¦ | 0 | MDP150.png | NULL | 0 | 0 | 637.17 | 0 | 1
MDP150C | SPSA | VERTICAL | OPEN | MDP | RUBBER | 6 | RUBBER | Curo Pumps | Live |  |  |  | 1 | 1 | 1 | 11 | 2 | 0 | 0 | 0 | NULL | 1 | 0 | 0 | 1 | 0 | 1 | 1 | 0 | 0 | 0 | 0 | m^3/hr | 0.2777 | m | 1 | 140.6 | 714.3 | 0 | 0 | 0 | 0 | 211.8 | 150.6 | 80.63 | 0 | 0 | 597.01 | 176.99 | 356.8 | 0 | 211.8 | 0 | 18 | 0 | 0 | 0 | 0 | 0 | 0 | 0 | 0 | 0 | 1000 | 2100 | 0 | 0 | 0 | 0 | 0 | 0 | 2100 | 540 | NULL | 0 | MDP150C |  | 2100 | 211.8 | 714.3 | NULL | 211.8;210.8;209.9;207.1;203.3;199.5;191.1;177.4;164.2;157.2;150.6 | 0;47;58;67;73;76;79;80.1;79;78;75 | 0;140.6;223.8;308.4;383;431.8;504.9;595.3;659.8;687.1;714.3 |  | 0;0;0;0;0;0;0;0;0;0;0 | 25 | 211.798 -.28876 .0446709 -.004341655 1.7651E-05 | 0.181 11.97311 -0.8461201 0.031542593-0.000468586 | 0 0 0 0 0 | 0 | NULL | NULL | 10 | 0 |  |  |  |  | 0 | 0 | 0 | 0 |  | 0 | 0 | [12 empty] | - | 600 | [15 empty] | 600 | [14 empty] | NULL | NULL | NULL | NULL | 4 | NULL | 0 0 0 0 0 0 0 0 | 0 0 0 0 0 0 0 0 0 0 0 0 0 0 0 0 | 1.1111e+27 | 0 | 0 | 0 | 0 | 0 | 0 | 0 | 0 | 0 | 0 | 0 | 0 | 0 | 0 | 0 | 0 | 0 | 0 | 0 | 0 | 0 | 0 | 0 | 0 | 0 | NULL | NULL | NULL | 46163 |  | TAS ONLINE | TAS ONLINE | 0 | 0 | 0 | 0 | 0 |  | 46163 |  |  |  | NULL | NULL | NULL | NULL | NULL | NULL | NULL | NULL | NULL | NULL |  |  | 0 | 0 | 210.83 | 149.94 | 391.29 |  | NULL | [30 empty] | 0 | 0 | 0 | 0 | 0 | 40.0 50.0 55.0 60.0 65.0 70.0 75.0 79.0 | 0 | 0 | 0 | 0 | bar a | 1000 1200 1400 1600 1800 2000 2100 0 | 22;510;0;700¦431;59;25;200¦¦ | 0 | MDP150C.png | NULL | 0 | 0 | 390.5 | 0 | 1
10/8 P-M | SPSA | SLURRY | CLOSED | MP | METAL | 5 | WPG108P30 | WARMAN | N/A |  | MP | 10/8 P-M | 4 | 4 | 1 | 6 | 2 | 0 | 0 | 0 | NULL | 1 | 0 | 0 | 1 | 0 | 1 | NULL | 1 | 0 | 0 | 0 | l/sec | 1 | m | 1 | 108 | 405 | 0 | 0 | 0 | 286 | 67 | 12 | 73.88 | 0 | 0 | 346.29 | 50.23 | 230.83 | 11.8 | 66.5 | 0 | 34 | 102 | 0 | 0 | 0 | 0 | 0 | 0 | 0 | 0 | 600 | 1100 | 0 | 0 | 0 | 90 | 0 | 0 | 1100 | 549 | NULL | 0 | 10/8 P-M;10/8 P-M;10/8 P-M;10/8 P-M | 0.00 0.00 0.00 0.00 | 600.00 800.00 1000.00 1100.00 | 20.5 36 55 66.5 | 255 306 366 405 | NULL | 20.5;19.5;18;15.8;12¦36;35.5;33.5;31;27.5;23.5¦55;54.5;51;47;42;37.5¦66.5;65.5;62;56;51;45.5 | 0;50;68;73.5;69.5¦0;30;57.5;70;73.5;70¦0;30;60;70;73.5;70¦0;40;60;70;74;69.5 | 0;60;120;180;255¦0;36;105;171;243;306¦0;45;150;231;306;366¦0;75;168;270;336;405 |  | 4;4;6;9;11.5¦4;4;6;9;11.5;14¦0;0;0;0;0;0¦4;4;6;9;11.5;14 | 25 25 25 25 | 20.5 -.35566 -.0142895 -.005082206 .000185482 36.008 -.20498 -.1260074 .009899462 -.000413314 55.018 -.13427 -.1039716 .003247554 -7.561E-05 66.506 -.07279 -.0908638 6.6147E-05 5.4136E-05 | 0 31.68873 -5.6013412 0.492110906-0.017848092 0.219 25.07974 -3.7171502 0.285191041-0.009059751 0.084 20.94232 -2.7989973 0.197059471-0.005554811 -0.019 19.48605 -2.50656 0.16859146-0.004429429 | 4 -0.48265 0.2047284 0.000600089-0.000878918 4.028 -0.55102 0.3879466-0.038675798 0.001314685 0 0 0 0 0 3.989 -0.29483 0.1205219-0.005801395 0.00011381 | 0.00 0.00 0.00 0.00 | NULL | NULL | 80 | 0 | WPA108B03 | F | CSP108A01A |  | 1400 | 2100 | 1.5 | 0 | curves\mp\10_8 p-m | 0 | 0 |  |  |  |  | 10/8 P | F8147 | 200 | [5 empty] | EM | 120 | EEM | 225 | F | 260 | [26 empty] | NULL | NULL | NULL | NULL | 4 | NULL | 0 0 0 0 0 0 0 0 | 0 0 0 0 0 0 0 0 0 0 0 0 0 0 0 0 | 1.1111e+23 | 0 | 0 | 0 | 0 | 0 | 0 | 0 | 0 | 0 | 0 | 0 | 0 | 0 | 0 | 0 | 0 | 0 | 0 | 0 | 0 | 0 | 0 | 0 | 0 | 0 | NULL | NULL | NULL | NULL | Curve loaded from Warman / Weir printed curve | Gugu Khoza | Pieter du Plessis |  |  | 254 | 203.2 | 0 |  | 44722 |  |  |  | NULL | NULL | NULL | NULL | NULL | NULL | NULL | NULL | NULL | NULL |  |  | 0 | 0 | 65.81 | 44.63 | 269.48 |  | NULL | [30 empty] | 0 | 0 | 0 | 0 | 0 | 30.0 40.0 50.0 60.0 65.0 70.0 73.0 0.0 | 0 | 0 | 0 | 0 | bar a | 600 700 800 900 1000 1100 0.0 0.0 | 42;540;0;450¦473;5;0;70¦¦635;518;0;16 | 2 | MD200_(5VC-M)_NA.png | NULL | 0 | NULL | 259.94 | 14 | 4
100 MP-M | SPSA | SLURRY | CLOSED | MP | METAL | 5 | WPG100MP30 | WARMAN | N/A |  | MP | 100 MP-M | 1 | 1 | 1 | 8 | 2 | 0 | 0 | 0 | NULL | 1 | 0 | 0 | 1 | 0 | 1 | NULL | 0 | 0 | 0 | 0 | l/sec | 1 | m | 1 | 26.5 | 147 | 0 | 0 | 0 | 0 | 80 | 56.3 | 70.64 | 0 | 0 | 124.48 | 62.64 | 108.22 | 10.19 | 80 | 0 | 29 | 111 | 0 | 0 | 0 | 0 | 0 | 0 | 0 | 0 | 800 | 1800 | 0 | 0 | 0 | 0 | 0 | 0 | 1800 | 365 | NULL | 0 | 100 MP-M |  | 1800 | 80 | 147 | NULL | 80;80;78.2;76.4;74.2;70.2;64;56.3 | 0;40;50;60;65;68;70;68 | 0;26.5;48;61;74;95;119;147 |  | 1.3;1.3;2;3.1;4.1;5.9;9.5;14 | 10 | 80.012 .46899 -.1941322 .00356026 3.13E-07 | 0.369 19.60469 -2.4358732 0.157721926-0.004183809 | 1.29 -0.2018 0.0819364 -0.00083933 1.4171E-05 |  | NULL | NULL | 51 | 0 | MD100 (5) |  |  |  | 0 | 800 | 0 | 0 | curves\mp\100 mp-m | 0 | 0 |  |  |  |  | 100 MP | E4147 | 100 | [5 empty] | DM | 60 | DDM | 110 | E | 120 | [26 empty] | NULL | NULL | NULL | NULL | 4 | NULL |  |  |  | 0 | 0 | 0 | 0 | 0 | 0 | 0 | 0 | 0 | 0 | 0 | 0 | 0 | 0 | 0 | 0 | 0 | 0 | 0 | 0 | 0 | 0 | 0 | 0 | 0 | NULL | NULL | NULL | 44648 | Curve loaded from Warman / Weir printed curve | Gugu Khoza | Pieter du Plessis |  |  | 152.4 | 101.6 | 0 | A | 44648 |  |  |  | NULL | NULL | NULL | NULL | NULL | NULL | NULL | NULL | NULL | NULL |  |  | 0 | 0 | 79.96 | 55.58 | 121.33 |  | NULL | [30 empty] | 0 | 0 | 0 | 0 | 0 | 40;50;60;65;68;70; | 0 | 0 | 0 | 0 | bar a | 800;1000;1200;1400;1600;1800 |  | 0 |  | NULL | 0 | NULL | 119.32 | 0 | 1
12/10 P-M | SPSA | SLURRY | CLOSED | MP | METAL | 5 | WPG1210P30 | WARMAN | N/A |  | MP | 12/10 P-M | 3 | 3 | 1 | 9 | 2 | 0 | 0 | 0 | NULL | 1 | 0 | 0 | 1 | 0 | 1 | NULL | 0 | 0 | 0 | 0 | l/sec | 1 | m | 1 | 90 | 400 | 0 | 0 | 0 | 286 | 50 | 7.8 | 79.15 | 0 | 0 | 376.66 | 35.54 | 165.81 | 8.64 | 50 | 0 | 42 | 122 | 0 | 0 | 0 | 0 | 0 | 0 | 0 | 0 | 450 | 1000 | 0 | 0 | 0 | 90 | 0 | 0 | 1000 | 0 | NULL | 0 | 12/10 P-M;12/10 P-M;12/10 P-M | 0.00 0.00 0.00 | 500.00 800.00 1000.00 | 11.9 31.5 50 | 223.2 337.5 420.7 | NULL | 11.9;11.5;11.4;11;10.5;10;8.7;7.7¦31.5;30.5;29.9;28.8;27.4;25.8;24;22.7;20.4¦50;48.5;47.3;45.6;43.3;40.9;38.5;35.3;32.1 | 0;40;50;60;70;75;76.85;75.75¦0;40;50;60;70;75;78;78.5;78¦0;40;50;60;70;75;78;78.8;77.95 | 0;48.5;65.9;92.4;125.3;158.2;195.7;223.2¦0;86;117.1;158.2;200.3;242.4;278;304.6;337.5¦0;85.1;124.4;176.5;236.9;286.3;330.2;380.5;420.7 |  | 1.7;1.6;1.8;1.9;2.1;2.3;2.5;2.7¦0;0;0;0;0;0;0;0;0¦3.7;3.7;3.9;4.2;5.2;6.1;7.2;8.8;10.1 | 10 25 25 | 11.903 -.0741 -.0008627 -7.9125E-05 -5.095E-06 31.496 -.03852 -.0854233 .00525145 -.000237865 50.005 -.24326 -.0741188 .003929902 -.000143915 | 0.015 10.78145 -0.6024616 0.018237924-0.000272476 0.032 14.60857 -1.0356824 0.047951489-0.001463205 0.114 15.82247 -1.5335174 0.087179456-0.002118515 | 1.696 -0.0822 0.0198622-0.001118832 2.1711E-05 0 0 0 0 0 3.7 -0.02691 0.001359 0.002423863 -6.3219E-05 | 0.00 0.00 0.00 | NULL | NULL | 70 | 0 | RTP009B | F |  |  | 1030 | 1500 | 1.5 | 0 | curves\mp\12_10 p-m | 0 | 0 |  |  |  |  | 12/10 P | F10147 | 250 | [5 empty] | F | 260 | FF | 425 | 0 | 0 | [26 empty] | NULL | NULL | NULL | NULL | 4 | NULL | 500 600 700 800 900 1000 0 0.0 | 0 0 0 0 0 0 0 0 0 0 0 0 0 0 0 0 | 1.1111e+23 | 0 | 0 | 0 | 0 | 0 | 0 | 0 | 0 | 0 | 0 | 0 | 0 | 0 | 0 | 0 | 0 | 0 | 0 | 0 | 0 | 0 | 0 | 0 | 0 | 0 | NULL | NULL | NULL | NULL | Curve loaded from Warman / Weir printed curve | Gugu Khoza | Pieter du Plessis |  |  | 304.8 | 254 | 0 |  | 44725 |  |  |  | NULL | NULL | NULL | NULL | NULL | NULL | NULL | NULL | NULL | NULL |  |  | 0 | 0 | 49.28 | 29.23 | 175.58 |  | NULL | [30 empty] | 0 | 0 | 0 | 0 | 0 | 40.0 50.0 60.0 70.0 75.0 78.0 0.0 0.0 | 0 | 0 | 0 | 0 | bar a | 500 600 700 800 900 1000 0.0 0.0 | 49;541;0;450¦475;7;0;60¦¦637;521;0;12 | 2 | MD250_(5VC-M).png | NULL | 0 | NULL | 169.85 | 10.1 | 3
2/1.5 P-M | SPSA | SLURRY | CLOSED | MP | METAL | 5 | WPG215P31 | WARMAN | N/A |  | MP | 2/1.5 P-M | 6 | 6 | 1 | 8 | 2 | 0 | 0 | 0 | NULL | 1 | 0 | 0 | 1 | 0 | 1 | NULL | 1 | 0 | 0 | 0 | l/sec | 1 | m | 1 | 1.6 | 17 | 0 | 0 | 0 | 16.5 | 35 | 1.5 | 48.01 | 0 | 0 | 10.61 | 28.89 | 6.26 | 0 | 34.6 | 0 | 31 | 0 | 0 | 0 | 0 | 0 | 0 | 0 | 0 | 0 | 600 | 2400 | 0 | 0 | 0 | 90 | 0 | 0 | 3800 | 152 | NULL | 0 | 2/1.5 P-M;2/1.5 P-M;2/1.5 P-M;2/1.5 P-M;2/1.5 P-M;2/1.5 P-M | 0.00 0.00 0.00 0.00 0.00 0.00 0.00 0.00 | 600.00 800.00 1200.00 1600.00 2000.00 2400.00 | 2.7 4.2 8.8 15.6 24.2 34.6 | 4.9 5.6 7.9 10.3 13.8 16.5 | NULL | 2.7;2.3;2.1;1.9;1.5¦4.2;3.6;3.1;2.9;2.3¦8.8;8.5;8.1;7;5.6¦15.6;15.2;15;14.2;12.6;9.6¦24.2;23.8;23.4;22.6;21.6;19.4;16.8;14.6¦34.6;34.4;34;32.6;31;28.4;25;22.1 | 0;20;27;30;27¦0;20;30;32;30¦0;20;30;35;30¦0;20;30;40;43;39.5¦0;20;30;39.5;45;47;45;39.5¦0;20;30;40;45;49;45;39.5 | 0;2.3;3.3;3.9;4.9¦0;2.1;3.7;4.4;5.6¦0;1.8;3.3;6;7.9¦0;1.8;3.1;5.3;7.7;10.3¦0;2;3.2;4.9;6.6;9.4;12.1;13.8¦0;2.1;3.6;6;8.3;11.1;14.2;16.5 |  | 0;0;0;0;0¦0;0;0;0;0¦0;0;0;0;0¦0;0;0;0;0;0¦0;0;0;0;0;0;0;0¦0;0;0;0;0;0;0;0 | 1 1 1 1 1 1 | 2.7 -.21076 .0379722 -.009185148 4.201 -.34773 .0428548 -.007361516 8.805 -.17127 .0026167 -.00408044 15.586 -.19384 .0128857 -.004906228 24.218 -.14651 -.0356423 -.000291261 34.622 .01788 -.0625686 .00094343 | 0.01 5.19227 2.756035-0.548716934 0.004 9.99356 0.127932-0.170621721 0.004 13.68231 -1.4894007 0.03014326 0.02 13.17266 -1.2231813 0.030730856 -0.092 12.00583 -0.8980211 0.017220453 0.589 10.1965 -0.6561728 0.011044991 | 0 0 0 0 0 0 0 0 0 0 0 0 0 0 0 0 0 0 0 0 0 0 0 0 | 0.00 0.00 0.00 0.00 0.00 0.00 | NULL | NULL | 14 | 0 | WPA151 BO1 | B | CSP151B01 |  | 1400 | 2100 | 1.5 | 0 | curves\mp\2_1.5 p-m | 0 | 0 |  |  |  |  | 2/1.5 P | B15127 | 32 | [5 empty] | B | 15 | BB | 25 | 0 | 0 | [26 empty] | NULL | NULL | NULL | NULL | 3 | NULL | 0.0 0.0 0.0 0.0 0.0 0.0 0.0 0.0 | 0 0 0 0 0 0 0 0 0 0 0 0 0 0 0 0 | 1.1111e+31 | 0 | 0 | 0 | 0 | 0 | 0 | 0 | 0 | 0 | 0 | 0 | 0 | 0 | 0 | 0 | 0 | 0 | 0 | 0 | 0 | 0 | 0 | 0 | 0 | 0 | NULL | NULL | NULL | NULL | Curve loaded from Warman / Weir printed curve | Gugu Khoza | Pieter du Plessis | 0 | 0 | 50.8 | 38 | 0 |  | 44725 |  |  |  | NULL | NULL | NULL | NULL | NULL | NULL | NULL | NULL | NULL | NULL |  |  | 0 | 0 | 34.34 | 26.65 | 7.11 |  | NULL | [30 empty] | 0 | 0 | 0 | 0 | 0 | 20.0 30.0 40.0 45.0 0.0 0.0 0.0 0.0 | 0 | 0 | 0 | 0 | bar a | 600 800 1200 1600 1800 2000 2200 2400 | 52;541;0;18¦601;5;0;40¦¦ | 0 | MD32_(5VO-M)_NA.png | NULL | 0 | NULL | 9.05 | 0 | 6
50 MP-M | SPSA | SLURRY | OPEN | MP | METAL | 2 | WPG50MP10 | WARMAN | N/A |  | MP | 50 MP-M | 7 | 1 | 1 | 10 | 2 | 0 | 0 | 0 | NULL | 1 | 0 | 0 | 1 | 0 | 1 | NULL | 0 | 0 | 0 | 0 | l/sec | 1 | m | 1 | 5.3 | 22.08 | 0 | 0 | 0 | 0 | 57.1 | 35.1 | 63.42 | 0 | 0 | 38.29 | 73.98 | 43.78 | 18.13 | 88 | 0 | 25 | 71 | 0 | 0 | 0 | 0 | 0 | 0 | 0 | 0 | 1500 | 2700 | 0 | 0 | 0 | 0 | 0 | 0 | 2700 | 214 | NULL | 0 | 50 MP-M;50 MP-M;50 MP-M;50 MP-M;50 MP-M;50 MP-M;50 MP-M |  | 1500.00 1700.00 1900.00 2100.00 2300.00 2500.00 2700.00 | 88 | 47 | NULL | 18;17;16.4;15.2;13.5;12¦22.9;21.9;21.4;20.2;18;15.3¦28.7;27.4;26.8;25.9;24.2;23;20.6;18.8¦34.8;33.6;33.1;32;30.7;29.8;28.3;26;24.5;22.8¦41.6;40.5;39.7;38.6;37.3;36.7;35.2;33.8;32.1;30.2;28.8;26.9¦49;47.8;47.1;45.9;44.5;43.7;42.4;39.3;36.4;34.4;32.9;31.3¦57.1;55.8;55.1;53.8;52;50.6;48.6;44;39.9;37;35.1 | 0;30;35;40;41;40¦0;30;35;40;40.98;40¦0;30;35;40;43;43.85;43;42¦0;30;35;40;43;44;44.5;44;43;42¦0;30;35;40;43;44;45;45.3;45;44;43;42¦0;30;35;40;43;44;45;45.5;45;44;43;42¦0;30;35;40;43;44;45;46;45;44;43 | 0;4;5.4;7.5;9.6;11¦0;4.3;5.7;7.6;10.2;12.7¦0;4.6;6;7.9;9.8;11.2;13.1;14.4¦0;4.9;6.3;8.2;9.9;10.8;12.3;14.2;15.1;16.2¦0;5.2;6.6;8.5;10.2;11.1;12.4;13.7;15;16.2;17;18.1¦0;5.4;6.9;9;10.8;11.7;13;15.5;17.3;18.4;19.3;20¦0;5.3;7.05;9.5;11.8;13;14.6;17.7;20.08;21.3;22.08 |  | 0;0;0;0;0;0¦0;0;0;0;0;0¦0;0;0;0;0;0;0;0¦0;0;0;0;0;0;0;0;0;0¦0;0;0;0;0;0;0;0;0;0;0;0¦0;0;0;0;0;0;0;0;0;0;0;0¦3.4;3.4;3.6;3.7;4;4.2;4.4;4.87;5.4;5.8;6 | 5 | 87.964 .60926 -.1094729 -.05245106 .003291833 | 0.014 27.00471 -4.9722201 0.482711453-0.019915966 | 3.753 -0.80484 0.6291815-0.051594325 0.001981125 | 0.00 0.00 0.00 0.00 0.00 0.00 0.00 | NULL | NULL | 48 | 0 | MD50 (2) |  |  |  | 0 | 800 | 0 | 0 | curves\mp\50 mp-m | 0 | 0 |  |  |  |  | 50 MP | C2021 | 50 | [5 empty] | C | 30 | CC | 55 | 0 | 0 | [26 empty] | NULL | NULL | NULL | NULL | 4 | NULL |  |  | 1.1111e+27 | 0 | 0 | 0 | 0 | 0 | 0 | 0 | 0 | 0 | 0 | 0 | 0 | 0 | 0 | 0 | 0 | 0 | 0 | 0 | 0 | 0 | 0 | 0 | 0 | 0 | NULL | NULL | NULL | 44648 | Curve loaded from Warman / Weir printed curve | Gugu Khoza | Pieter du Plessis |  |  | 76.2 | 50.8 | 0 | A | 44734 |  |  |  | NULL | NULL | NULL | NULL | NULL | NULL | NULL | NULL | NULL | NULL |  |  | 0 | 0 | 88.47 | 67.09 | 49.66 |  | NULL | [30 empty] | 0 | 0 | 0 | 0 | 0 | 30;35;40;43;44;45;46; | 0 | 0 | 0 | 0 | bar a | 1500;1700;1900;2100;2300;2500;2700 | 50;534;0;25¦564;14;0;60¦¦ | 0 | MD50_(2VO-M).png | NULL | 0 | NULL | 50.69 | 0 | 1
50 MP-M | SPSA | SLURRY | CLOSED | MP | METAL | 5 | WPG50MP30 | WARMAN | N/A |  | MP | 50 MP-M | 1 | 1 | 1 | 10 | 2 | 0 | 0 | 0 | NULL | 1 | 0 | 0 | 1 | 0 | 1 | NULL | 0 | 0 | 0 | 0 | l/sec | 1 | m | 1 | 5.3 | 22.08 | 0 | 0 | 0 | 0 | 57.1 | 35.1 | 63.42 | 0 | 0 | 38.29 | 73.98 | 43.78 | 18.13 | 88 | 0 | 25 | 71 | 0 | 0 | 0 | 0 | 0 | 0 | 0 | 0 | 1200 | 3200 | 0 | 0 | 0 | 0 | 0 | 0 | 3200 | 214 | NULL | 0 | 50 MP-M |  | 3200 | 88 | 47 | NULL | 88;88.4;88.2;87.4;86;82.4;79.8;74.2;69;66 | 0;30;40;50;55;60;62;63.5;62;60 | 0;7.2;11;16.5;20.8;27.1;31;38;44.1;47 |  | 3.75;3.75;4.5;6.5;8;11.25;13.75;18;22;24.5 | 5 | 87.964 .60926 -.1094729 -.05245106 .003291833 | 0.014 27.00471 -4.9722201 0.482711453-0.019915966 | 3.753 -0.80484 0.6291815-0.051594325 0.001981125 |  | NULL | NULL | 25 | 0 | MD50 (5) |  |  |  | 0 | 800 | 0 | 0 | curves\mp\50 mp-m | 0 | 0 |  |  |  |  | 50 MP | C2147 | 50 | [5 empty] | C | 30 | CC | 55 | 0 | 0 | [26 empty] | NULL | NULL | NULL | NULL | 4 | NULL |  |  | 1.1111e+27 | 0 | 0 | 0 | 0 | 0 | 0 | 0 | 0 | 0 | 0 | 0 | 0 | 0 | 0 | 0 | 0 | 0 | 0 | 0 | 0 | 0 | 0 | 0 | 0 | 0 | NULL | NULL | NULL | 44648 | Curve loaded from Warman / Weir printed curve | Gugu Khoza | Pieter du Plessis |  |  | 76.2 | 50.8 | 0 | A | 44648 |  |  |  | NULL | NULL | NULL | NULL | NULL | NULL | NULL | NULL | NULL | NULL |  |  | 0 | 0 | 88.47 | 67.09 | 49.66 |  | NULL | [30 empty] | 0 | 0 | 0 | 0 | 0 | 30;40;50;55;60;62;63.5; | 0 | 0 | 0 | 0 | bar a | 1200;1500;1800;2100;2400;2700;3000;3200 |  | 0 |  | NULL | 0 | NULL | 50.69 | 0 | 1
75 MP-M | SPSA | SLURRY | CLOSED | MP | METAL | 5 | WPG75MP30 | WARMAN | N/A |  | MP | 75 MP-M | 1 | 1 | 1 | 8 | 2 | 0 | 0 | 0 | NULL | 1 | 0 | 0 | 1 | 0 | 1 | NULL | 0 | 0 | 0 | 0 | l/sec | 1 | m | 1 | 10.5 | 84.3 | 0 | 0 | 0 | 0 | 82 | 55 | 67.94 | 0 | 0 | 69.29 | 63.88 | 63.87 | 11.69 | 82 | 0 | 33 | 117 | 0 | 0 | 0 | 0 | 0 | 0 | 0 | 0 | 1000 | 2800 | 0 | 0 | 0 | 0 | 0 | 0 | 2800 | 245 | NULL | 0 | 75 MP-M |  | 2800 | 82 | 84.3 | NULL | 82;81.6;81;80;77;73.4;64;55 | 0;30;40;50;60;65;68;65 | 0;10.5;16;23;36;48;69;84.3 |  | 3.7;3.7;3.8;4;5.6;7.5;11.6;14.5 | 5 | 82.011 -.01005 -.0955858 .000457375 -2.3144E-05 | 0.035 17.88987 -1.9884063 0.109732165 -0.00244236 | 3.732 -0.17966 0.0547034 0.001573154-0.000115115 |  | NULL | NULL | 36 | 0 | MD80 (5) |  |  |  | 0 | 800 | 0 | 0 | curves\mp\75 mp-m | 0 | 0 |  |  |  |  | 75 MP | D3147 | 80 | [5 empty] | CM | 30 | CCM | 55 | D | 60 | [26 empty] | NULL | NULL | NULL | NULL | 4 | NULL |  |  |  | 0 | 0 | 0 | 0 | 0 | 0 | 0 | 0 | 0 | 0 | 0 | 0 | 0 | 0 | 0 | 0 | 0 | 0 | 0 | 0 | 0 | 0 | 0 | 0 | 0 | NULL | NULL | NULL | 44648 | Curve loaded from Warman / Weir printed curve | Gugu Khoza | Pieter du Plessis |  |  | 101.6 | 76.2 | 0 | A | 44648 |  |  |  | NULL | NULL | NULL | NULL | NULL | NULL | NULL | NULL | NULL | NULL |  |  | 0 | 0 | 81.57 | 55.75 | 69.36 |  | NULL | [30 empty] | 0 | 0 | 0 | 0 | 0 | 30;40;50;60;65;68; | 0 | 0 | 0 | 0 | bar a | 1000;1300;1600;1900;2200;2500;2800 |  | 0 |  | NULL | 0 | NULL | 69.93 | 0 | 1
24/16-DN600H-METAL | SPSA | SLURRY | CLOSED | MST | METAL | 5 | DN600147H-METAL | SPSA | WIP |  |  |  | 1 | 1 | 1 | 10 | 2 | 0 | 0 | 0 | NULL | 1 | 0 | 0 | 1 | 0 | 1 | 1 | 0 | 0 | 0 | 0 | m^3/hr | 0.2777 | m | 1 | 1927 | 9656.5 | 0 | 0 | 0 | 0 | 79.9 | 65.7 | 83.93 | 0 | 0 | 7506.03 | 72.17 | 1757.23 | 5.89 | 79.9 | 0 | 28 | 181 | 0 | 0 | 0 | 0 | 0 | 0 | 0 | 0 | 150 | 475 | 0 | 0 | 0 | 0 | 0 | 0 | 475 | 1370 | NULL | 0 | 24/16-MST600H-CR35 |  | 475 | 79.9 | 9424 | NULL | 79.9;79;78.4;77.2;76.2;74.5;72;69.7;68.2;67 | 0;40;57;72;78;82;84.5;84;82.5;81.5 | 0;1927;2922;4299;5188;6395;7581;8471;9021;9424 |  | 1.5;3.1;3.8;4.7;4.8;5;6;0;0;0 | 250 | 79.907 -.12753 .0031162 -.000301301 1.768E-06 | -0.126 6.23271 -0.1179688-0.000421727 1.8396E-05 | 1.506 0.0751 0.0284346 -0.00186441 3.3171E-05 | 0 | NULL | NULL | 177 | 0 |  |  |  |  | 0 | 0 | 0 | 0 |  | 0 | 0 | [5 empty] | MST600147H-CR35 | [6 empty] | HD005H | 1400 | [30 empty] | NULL | NULL | NULL | NULL | 4 | NULL | 0 0 0 0 0 0 0 0 | 0 0 0 0 0 0 0 0 0 0 0 0 0 0 0 0 | 1.1111e+23 | 0 | 0 | 0 | 0 | 0 | 0 | 0 | 0 | 0 | 0 | 0 | 0 | 0 | 0 | 0 | 0 | 0 | 0 | 0 | 0 | 0 | 0 | 0 | 0 | 0 | NULL | NULL | NULL | 45160 |  | Pieter du Plessis | Pieter du Plessis | 0 | 0 | 609.6 | 406.4 | 0 |  | 45709 |  |  |  | NULL | NULL | NULL | NULL | NULL | NULL | NULL | NULL | NULL | NULL |  |  | 0 | 0 | 78.98 | 68.24 | 2026.73 |  | NULL | [30 empty] | 0 | 0 | 0 | 0 | 0 | 40.0 50.0 60.0 70.0 75.0 80.0 82.0 0.0 | 0 | 0 | 0 | 0 | bar a | 150 275 325 375 425 475 0 0 | 52;477;0;9000¦571;30;0;90¦¦ | 0 | 24_16-MST600H-CR35.png | NULL | 0 | NULL | 2109.25 | 0 | 1
24/16-MST600H-CR35 | SPSA | SLURRY | CLOSED | MST | METAL | 5 | DN600147H-METAL | SPSA | WIP |  |  |  | 1 | 1 | 1 | 10 | 2 | 0 | 0 | 0 | NULL | 1 | 0 | 0 | 1 | 0 | 1 | 1 | 0 | 0 | 0 | 0 | m^3/hr | 0.2777 | m | 1 | 1927 | 9656.5 | 0 | 0 | 0 | 0 | 79.9 | 65.7 | 83.93 | 0 | 0 | 7506.03 | 72.17 | 1757.23 | 5.89 | 79.9 | 0 | 28 | 181 | 0 | 0 | 0 | 0 | 0 | 0 | 0 | 0 | 150 | 475 | 0 | 0 | 0 | 0 | 0 | 0 | 475 | 1370 | NULL | 0 | 24/16-MST600H-CR35 |  | 475 | 79.9 | 9424 | NULL | 79.9;79;78.4;77.2;76.2;74.5;72;69.7;68.2;67 | 0;40;57;72;78;82;84.5;84;82.5;81.5 | 0;1927;2922;4299;5188;6395;7581;8471;9021;9424 |  | 1.5;3.1;3.8;4.7;4.8;5;6;0;0;0 | 250 | 79.907 -.12753 .0031162 -.000301301 1.768E-06 | -0.126 6.23271 -0.1179688-0.000421727 1.8396E-05 | 1.506 0.0751 0.0284346 -0.00186441 3.3171E-05 | 0 | NULL | NULL | 177 | 0 |  |  |  |  | 0 | 0 | 0 | 0 |  | 0 | 0 | [5 empty] | MST600147H-CR35 | [6 empty] | HD005H | 1400 | [30 empty] | NULL | NULL | NULL | NULL | 4 | NULL | 0 0 0 0 0 0 0 0 | 0 0 0 0 0 0 0 0 0 0 0 0 0 0 0 0 | 1.1111e+23 | 0 | 0 | 0 | 0 | 0 | 0 | 0 | 0 | 0 | 0 | 0 | 0 | 0 | 0 | 0 | 0 | 0 | 0 | 0 | 0 | 0 | 0 | 0 | 0 | 0 | NULL | NULL | NULL | 45160 |  | Pieter du Plessis | Pieter du Plessis | 0 | 0 | 609.6 | 406.4 | 0 |  | 45709 |  |  |  | NULL | NULL | NULL | NULL | NULL | NULL | NULL | NULL | NULL | NULL |  |  | 0 | 0 | 78.98 | 68.24 | 2026.73 |  | NULL | [30 empty] | 0 | 0 | 0 | 0 | 0 | 40.0 50.0 60.0 70.0 75.0 80.0 82.0 0.0 | 0 | 0 | 0 | 0 | bar a | 150 275 325 375 425 475 0 0 | 52;477;0;9000¦571;30;0;90¦¦ | 0 | 24_16-MST600H-CR35.png | NULL | 0 | NULL | 2109.25 | 0 | 1
20/18-DN500H-METAL | SPSA | SLURRY | CLOSED | MST-DN | RUBBER | 5 | - | SPSA | WIP |  |  |  | 1 | 1 | 1 | 11 | 2 | 0 | 0 | 0 | NULL | 1 | 0 | 0 | 1 | 0 | 1 | 1 | 0 | 0 | 0 | 0 | m^3/hr | 0.2777 | m | 1 | 1675 | 8411 | 0 | 0 | 0 | 0 | 77.6 | 56.9 | 81.83 | 0 | 0 | 5578.86 | 68.99 | 1280.57 | 0 | 77.6 | 0 | 26 | 0 | 0 | 0 | 0 | 0 | 0 | 0 | 0 | 0 | 150 | 500 | 0 | 0 | 0 | 0 | 0 | 0 | 500 | 1308 | NULL | 0 | 20/18-MST-DN500GG-M |  | 500 | 77.6 | 8005 | NULL | 77.6;78;77.8;77.2;76.4;74.3;71.5;68.6;64.8;60.8;59 | 0;31;50;60;70;78;81;81.5;81;80;77 | 0;864;1693;2134;2786;3879;4814;5678;6665;7617;8005 |  | 0;0;0;0;0;0;0;0;0;0;0 | 250 | 77.608 .20903 -.0288498 1.9364E-05 3.519E-06 | -0.062 10.43185 -0.4781402 0.009548711 -7.5527E-05 | 0 0 0 0 0 | 0 | NULL | NULL | 204 | 0 |  |  |  |  | 0 | 0 | 0 | 0 |  | 0 | 0 | [5 empty] | MST500147H-CR47 | [6 empty] | HDM005H | 1400 | [30 empty] | NULL | NULL | NULL | NULL | 4 | NULL | 0 0 0 0 0 0 0 0 | 0 0 0 0 0 0 0 0 0 0 0 0 0 0 0 0 | 1.1111e+31 | 0 | 0 | 0 | 0 | 0 | 0 | 0 | 0 | 0 | 0 | 0 | 0 | 0 | 0 | 0 | 0 | 0 | 0 | 0 | 0 | 0 | 0 | 0 | 0 | 0 | NULL | NULL | NULL | 45343 |  | TAS ONLINE | Pieter du Plessis | 0 | 0 | 508 | 457.2 | 0 |  | 45709 |  |  |  | NULL | NULL | NULL | NULL | NULL | NULL | NULL | NULL | NULL | NULL |  |  | 0 | 0 | 77.99 | 64.7 | 1456.9 |  | NULL | [30 empty] | 0 | 0 | 0 | 0 | 0 | 50.0 60.0 70.0 78.0 81.0 0.0 0.0 0.0 | 0 | 0 | 0 | 0 | bar a | 150 200 250 300 350 400 450 500 | 58;455;0;7000¦585;156;0;90¦¦ | 0 | 20_18-MST-DN500H-M.png | NULL | 0 | NULL | 1669.93 | 0 | 1
20/18-MST-DN500H-M | SPSA | SLURRY | CLOSED | MST-DN | RUBBER | 5 | - | SPSA | WIP |  |  |  | 1 | 1 | 1 | 11 | 2 | 0 | 0 | 0 | NULL | 1 | 0 | 0 | 1 | 0 | 1 | 1 | 0 | 0 | 0 | 0 | m^3/hr | 0.2777 | m | 1 | 1675 | 8411 | 0 | 0 | 0 | 0 | 77.6 | 56.9 | 81.83 | 0 | 0 | 5578.86 | 68.99 | 1280.57 | 0 | 77.6 | 0 | 26 | 0 | 0 | 0 | 0 | 0 | 0 | 0 | 0 | 0 | 150 | 500 | 0 | 0 | 0 | 0 | 0 | 0 | 500 | 1308 | NULL | 0 | 20/18-MST-DN500GG-M |  | 500 | 77.6 | 8005 | NULL | 77.6;78;77.8;77.2;76.4;74.3;71.5;68.6;64.8;60.8;59 | 0;31;50;60;70;78;81;81.5;81;80;77 | 0;864;1693;2134;2786;3879;4814;5678;6665;7617;8005 |  | 0;0;0;0;0;0;0;0;0;0;0 | 250 | 77.608 .20903 -.0288498 1.9364E-05 3.519E-06 | -0.062 10.43185 -0.4781402 0.009548711 -7.5527E-05 | 0 0 0 0 0 | 0 | NULL | NULL | 204 | 0 |  |  |  |  | 0 | 0 | 0 | 0 |  | 0 | 0 | [5 empty] | MST500147H-CR47 | [6 empty] | HDM005H | 1400 | [30 empty] | NULL | NULL | NULL | NULL | 4 | NULL | 0 0 0 0 0 0 0 0 | 0 0 0 0 0 0 0 0 0 0 0 0 0 0 0 0 | 1.1111e+31 | 0 | 0 | 0 | 0 | 0 | 0 | 0 | 0 | 0 | 0 | 0 | 0 | 0 | 0 | 0 | 0 | 0 | 0 | 0 | 0 | 0 | 0 | 0 | 0 | 0 | NULL | NULL | NULL | 45343 |  | TAS ONLINE | TAS ONLINE | 0 | 0 | 508 | 457.2 | 0 |  | 45344 |  |  |  | NULL | NULL | NULL | NULL | NULL | NULL | NULL | NULL | NULL | NULL |  |  | 0 | 0 | 77.99 | 64.7 | 1456.9 |  | NULL | [30 empty] | 0 | 0 | 0 | 0 | 0 | 50.0 60.0 70.0 78.0 81.0 0.0 0.0 0.0 | 0 | 0 | 0 | 0 | bar a | 150 200 250 300 350 400 450 500 | 58;455;0;7000¦585;156;0;90¦¦ | 0 | 20_18-MST-DN500H-M.png | NULL | 0 | NULL | 1669.93 | 0 | 1
10 TC | SPSA | SLURRY | OPEN | TC | METAL | 8 | WPG1010TC72 | WARMAN | N/A |  | TC | 10 TC | 1 | 1 | 1 | 8 | 2 | 0 | 0 | 0 | NULL | 1 | 0 | 0 | 1 | 0 | 1 | NULL | 0 | 0 | 0 | 0 | l/sec | 1 | m | 1 | 102 | 406 | 0 | 0 | 0 | 0 | 39 | 22.25 | 43.07 | 0 | 0 | 199.26 | 31.38 | 142.32 | 0 | 39 | 0 | 34 | 0 | 0 | 0 | 0 | 0 | 0 | 0 | 0 | 0 | 400 | 1000 | 0 | 0 | 0 | 0 | 0 | 0 | 1000 | 406 | NULL | 0 | 10 TC |  | 1000 | 39 | 406 | NULL | 39;35.3;34.5;33.6;31;28.3;25.3;22.25 | 0;37;40;41;43.5;42;40;37 | 0;102;124;148;209;264;332;406 |  | 0 | 25 | 38.995 -.90022 .0152132 -.004082256 .000163301 | 0.024 15.44822 -1.9846388 0.108953476-0.002259404 | 0 0 0 0 0 |  | NULL | NULL | 76 | 0 | CT250 (8) |  |  |  | 0 | 0 | 0 | 0 | curves\tc\10 tc | 0 | 0 |  |  |  |  | 10 TC | TC4191 | 250 | [5 empty] | SV | 110 | 0 | 0 | 0 | 0 | [26 empty] | NULL | NULL | NULL | NULL | 4 | NULL |  |  |  | 0 | 0 | 0 | 0 | 0 | 0 | 0 | 0 | 0 | 0 | 0 | 0 | 0 | 0 | 0 | 0 | 0 | 0 | 0 | 0 | 0 | 0 | 0 | 0 | 0 | NULL | NULL | NULL | 44648 | Curve loaded from Warman / Weir printed curve | Gugu Khoza | Pieter du Plessis |  |  | 254 | 254 | 0 | A | 44648 |  |  |  | NULL | NULL | NULL | NULL | NULL | NULL | NULL | NULL | NULL | NULL |  |  | 0 | 0 | 35.34 | 29.57 | 162.55 |  | NULL | [30 empty] | 0 | 0 | 0 | 0 | 0 | 37;40;41;43.5; | 0 | 0 | 0 | 0 | bar a | 400;500;600;700;800;900;1000 |  | 0 |  | NULL | 0 | NULL | 239.36 | 0 | 1
2 TC | SPSA | SLURRY | OPEN | TC | METAL | 8 | WPG22TC72 | WARMAN | N/A |  | TC | 2 TC | 1 | 1 | 1 | 7 | 2 | 0 | 0 | 0 | NULL | 1 | 0 | 0 | 1 | 0 | 1 | NULL | 0 | 0 | 0 | 0 | l/sec | 1 | m | 1 | 3.4 | 17.45 | 0 | 0 | 0 | 0 | 23.3 | 16.2 | 40.97 | 0 | 0 | 14.76 | 18.14 | 6.41 | 0 | 23.3 | 0 | 21 | 0 | 0 | 0 | 0 | 0 | 0 | 0 | 0 | 0 | 700 | 1500 | 0 | 0 | 0 | 0 | 0 | 0 | 1500 | 254 | NULL | 0 | 2 TC |  | 1500 | 23.3 | 17.45 | NULL | 23.3;22.7;21.95;21.28;19.65;18;16.2 | 0;20;30;35;40;41;40 | 0;3.4;6.15;8.2;12;15;17.45 |  | 0 | 1 | 23.299 -.10735 -.0231579 .00107814 -4.2056E-05 | 0.003 7.42258 -0.5131885 0.018343963-0.000331459 | 0 0 0 0 0 |  | NULL | NULL | 51 | 0 | CT50 (8) |  |  |  | 0 | 0 | 0 | 0 | curves\tc\2 tc | 0 | 0 |  |  |  |  | 2 TC | TC2191 | 50 | [5 empty] | QV | 30 | C | 30 | 0 | 0 | [26 empty] | NULL | NULL | NULL | NULL | 4 | NULL |  |  |  | 0 | 0 | 0 | 0 | 0 | 0 | 0 | 0 | 0 | 0 | 0 | 0 | 0 | 0 | 0 | 0 | 0 | 0 | 0 | 0 | 0 | 0 | 0 | 0 | 0 | NULL | NULL | NULL | 44648 | Curve loaded from Warman / Weir printed curve | Gugu Khoza | Pieter du Plessis |  |  | 51 | 51 | 0 | A | 44648 |  |  |  | NULL | NULL | NULL | NULL | NULL | NULL | NULL | NULL | NULL | NULL |  |  | 0 | 0 | 22.7 | 15.99 | 6.98 |  | NULL | [30 empty] | 0 | 0 | 0 | 0 | 0 | 20;30;35;40;41; | 0 | 0 | 0 | 0 | bar a | 700;900;1100;1300;1500;1500 |  | 0 |  | NULL | 0 | NULL | 6.93 | 0 | 1
3 TC | SPSA | SLURRY | OPEN | TC | METAL | 8 | WPG33TC72 | WARMAN | N/A |  | TC | 3 TC | 1 | 1 | 1 | 11 | 2 | 0 | 0 | 0 | NULL | 1 | 0 | 0 | 1 | 0 | 1 | NULL | 0 | 0 | 0 | 0 | l/sec | 1 | m | 1 | 4 | 45.5 | 0 | 0 | 0 | 0 | 38.9 | 29 | 41.52 | 0 | 0 | 37.79 | 31.74 | 28.32 | 0 | 38.9 | 0 | 22 | 0 | 0 | 0 | 0 | 0 | 0 | 0 | 0 | 0 | 700 | 1500 | 0 | 0 | 0 | 0 | 0 | 0 | 1500 | 356 | NULL | 0 | 3 TC |  | 1500 | 38.9 | 45.5 | NULL | 38.9;38.2;37.65;37.3;36.9;36.5;35.8;34.7;33.5;31.7;29 | 0;10;15;20;25;30;35;39;41;41.5;41 | 0;4;6.4;8.95;12;15.5;20.4;26.2;31.5;38;45.5 |  | 0 | 5 | 38.92 -1.16413 .2124779 -.033824063 .001250365 | 0.028 13.35426 -1.2778563 0.021646702 0.001303986 | 0 0 0 0 0 |  | NULL | NULL | 76 | 0 | CT80 (8) |  |  |  | 0 | 0 | 0 | 0 | curves\tc\3 tc | 0 | 0 |  |  |  |  | 3 TC | TC3191 | 80 | [5 empty] | QV | 30 | C | 30 | 0 | 0 | [26 empty] | NULL | NULL | NULL | NULL | 4 | NULL |  |  |  | 0 | 0 | 0 | 0 | 0 | 0 | 0 | 0 | 0 | 0 | 0 | 0 | 0 | 0 | 0 | 0 | 0 | 0 | 0 | 0 | 0 | 0 | 0 | 0 | 0 | NULL | NULL | NULL | 44648 | Curve loaded from Warman / Weir printed curve | Gugu Khoza | Pieter du Plessis |  |  | 76 | 76 | 0 | A | 44648 |  |  |  | NULL | NULL | NULL | NULL | NULL | NULL | NULL | NULL | NULL | NULL |  |  | 0 | 0 | 38.11 | 29.07 | 31.51 |  | NULL | [30 empty] | 0 | 0 | 0 | 0 | 0 | 10;15;20;25;30;35;39; | 0 | 0 | 0 | 0 | bar a | 700;900;1100;1300;1500;1500 |  | 0 |  | NULL | 0 | NULL | 31.55 | 0 | 1
4 TC | SPSA | SLURRY | OPEN | TC | METAL | 8 | WPG33TC72 | WARMAN | N/A |  | TC | 4 TC | 1 | 1 | 1 | 11 | 2 | 0 | 0 | 0 | NULL | 1 | 0 | 0 | 1 | 0 | 1 | NULL | 0 | 0 | 0 | 0 | l/sec | 1 | m | 1 | 4 | 45.5 | 0 | 0 | 0 | 0 | 38.9 | 29 | 41.52 | 0 | 0 | 37.79 | 31.74 | 28.32 | 0 | 38.9 | 0 | 22 | 0 | 0 | 0 | 0 | 0 | 0 | 0 | 0 | 0 | 700 | 1500 | 0 | 0 | 0 | 0 | 0 | 0 | 1500 | 406 | NULL | 0 | 4 TC |  | 1500 | 38.9 | 45.5 | NULL | 38.9;38.2;37.65;37.3;36.9;36.5;35.8;34.7;33.5;31.7;29 | 0;10;15;20;25;30;35;39;41;41.5;41 | 0;4;6.4;8.95;12;15.5;20.4;26.2;31.5;38;45.5 |  | 0 | 5 | 38.92 -1.16413 .2124779 -.033824063 .001250365 | 0.028 13.35426 -1.2778563 0.021646702 0.001303986 | 0 0 0 0 0 |  | NULL | NULL | 76 | 0 | CT100 (8) |  |  |  | 0 | 0 | 0 | 0 | curves\tc\4 tc | 0 | 0 |  |  |  |  | 4 TC | TC4191 | 100 | [5 empty] | QV | 30 | 0 | 0 | 0 | 0 | [26 empty] | NULL | NULL | NULL | NULL | 4 | NULL | 0 0 0 0 0 0 0 0 | 0 0 0 0 0 0 0 0 0 0 0 0 0 0 0 0 | 1111 | 0 | 0 | 0 | 0 | 0 | 0 | 0 | 0 | 0 | 0 | 0 | 0 | 0 | 0 | 0 | 0 | 0 | 0 | 0 | 0 | 0 | 0 | 0 | 0 | 0 | NULL | NULL | NULL | 44648 | Curve loaded from Warman / Weir printed curve | Gugu Khoza | Pieter du Plessis | 0 | 0 | 102 | 102 | 0 | A | 44720 |  |  |  | NULL | NULL | NULL | NULL | NULL | NULL | NULL | NULL | NULL | NULL |  |  | 0 | 0 | 38.11 | 29.07 | 31.51 |  | NULL | [30 empty] | 0 | 0 | 0 | 0 | 0 | 10.0 15.0 20.0 25.0 30.0 35.0 39.0 41.0 | 0 | 0 | 0 | 0 | bar a | 700 900 1100 1300 1500 1500 0.0 0.0 |  | 0 |  | NULL | 0 | NULL | 31.55 | 0 | 1
6 TC | SPSA | SLURRY | OPEN | TC | METAL | 8 | WPG66TC72 | WARMAN | N/A |  | TC | 6 TC | 1 | 1 | 1 | 8 | 2 | 0 | 0 | 0 | NULL | 1 | 0 | 0 | 1 | 0 | 1 | NULL | 0 | 0 | 0 | 0 | l/sec | 1 | m | 1 | 14.4 | 107.2 | 0 | 0 | 0 | 0 | 39.8 | 28.85 | 52.51 | 0 | 0 | 85.77 | 31.78 | 50.89 | 0 | 39.8 | 0 | 33 | 0 | 0 | 0 | 0 | 0 | 0 | 0 | 0 | 0 | 700 | 1500 | 0 | 0 | 0 | 0 | 0 | 0 | 1500 | 406 | NULL | 0 | 6 TC |  | 1500 | 39.8 | 107.2 | NULL | 39.8;39.3;38.9;37.45;36;34;32;28.85 | 0;20;30;40;45;50;53;45 | 0;14.4;24.7;41;54;69.4;84.5;107.2 |  | 0 | 10 | 39.777 -.08029 -.1326492 .002587678 .000151201 | -0.115 18.28004 -3.276325 0.353663416-0.015899782 | 0 0 0 0 0 |  | NULL | NULL | 152 | 0 | CT150 (8) |  |  |  | 0 | 0 | 0 | 0 | curves\tc\6 tc | 0 | 0 |  |  |  |  | 6 TC | TC4191 | 150 | [5 empty] | QV | 30 | 0 | 0 | 0 | 0 | [26 empty] | NULL | NULL | NULL | NULL | 4 | NULL |  |  |  | 0 | 0 | 0 | 0 | 0 | 0 | 0 | 0 | 0 | 0 | 0 | 0 | 0 | 0 | 0 | 0 | 0 | 0 | 0 | 0 | 0 | 0 | 0 | 0 | 0 | NULL | NULL | NULL | 44648 | Curve loaded from Warman / Weir printed curve | Gugu Khoza | Pieter du Plessis |  |  | 152 | 152 | 0 | A | 44648 |  |  |  | NULL | NULL | NULL | NULL | NULL | NULL | NULL | NULL | NULL | NULL |  |  | 0 | 0 | 39.39 | 29.42 | 61.67 |  | NULL | [30 empty] | 0 | 0 | 0 | 0 | 0 | 20;30;40;45;50;53; | 0 | 0 | 0 | 0 | bar a | 700;900;1100;1300;1500;1500 |  | 0 |  | NULL | 0 | NULL | 67.38 | 0 | 1
8 TC | SPSA | SLURRY | OPEN | TC | METAL | 8 | WPG88TC72 | WARMAN | N/A |  | TC | 8 TC | 1 | 1 | 1 | 7 | 2 | 0 | 0 | 0 | NULL | 1 | 0 | 0 | 1 | 0 | 1 | NULL | 0 | 0 | 0 | 0 | l/sec | 1 | m | 1 | 22.5 | 141.5 | 0 | 0 | 0 | 0 | 35 | 23.7 | 41.92 | 0 | 0 | 100.62 | 28.48 | 67.03 | 0 | 35 | 0 | 39 | 0 | 0 | 0 | 0 | 0 | 0 | 0 | 0 | 0 | 700 | 1500 | 0 | 0 | 0 | 0 | 0 | 0 | 1500 | 406 | NULL | 0 | 8 TC |  | 1500 | 35 | 141.5 | NULL | 35;34.2;33.5;32.9;31.35;28.1;23.7 | 0;20;30;35;40;42;40 | 0;22.5;39;52;72;104;141.5 |  | 0 | 10 | 34.998 -.39665 .04019 -.010472267 .000397565 | -0.011 10.93053 -0.9605527 0.032067484-0.000328839 | 0 0 0 0 0 |  | NULL | NULL | 200 | 0 | CT200 (8) |  |  |  | 0 | 0 | 0 | 0 | curves\tc\8 tc | 0 | 0 |  |  |  |  | 8 TC | TC4191 | 200 | [5 empty] | RV | 75 | SV | 110 | 0 | 0 | [26 empty] | NULL | NULL | NULL | NULL | 4 | NULL |  |  |  | 0 | 0 | 0 | 0 | 0 | 0 | 0 | 0 | 0 | 0 | 0 | 0 | 0 | 0 | 0 | 0 | 0 | 0 | 0 | 0 | 0 | 0 | 0 | 0 | 0 | NULL | NULL | NULL | 44648 | Curve loaded from Warman / Weir printed curve | Gugu Khoza | Pieter du Plessis |  |  | 203.2 | 203.2 | 0 | A | 44648 |  |  |  | NULL | NULL | NULL | NULL | NULL | NULL | NULL | NULL | NULL | NULL |  |  | 0 | 0 | 34.2 | 26.08 | 74.6 |  | NULL | [30 empty] | 0 | 0 | 0 | 0 | 0 | 20;30;35;40;42; | 0 | 0 | 0 | 0 | bar a | 700;900;1100;1300;1500;1500 |  | 0 |  | NULL | 0 | NULL | 82.19 | 0 | 1
3 TV | SPSA | SLURRY | OPEN | TV | METAL | 5 | WPG3TV31 | WARMAN | N/A |  | TV | 3 TV | 4 | 4 | 1 | 9 | 2 | 0 | 0 | 0 | NULL | 1 | 0 | 0 | 1 | 0 | 1 | NULL | 0 | 0 | 0 | 0 | l/sec | 1 | m | 1 | 11 | 32 | 0 | 0 | 0 | 0 | 28 | 12.6 | 46.4 | 0 | 0 | 21.11 | 21.49 | 9.58 | 0 | 28 | 0 | 20 | 0 | 0 | 0 | 0 | 0 | 0 | 0 | 0 | 0 | 800 | 1400 | 0 | 0 | 0 | 0 | 0 | 0 | 1400 | 290 | NULL | 0 | 3 TV;3 TV;3 TV;3 TV |  | 800.00 1000.00 1200.00 1400.00 | 9.6 14.5 20.6 28 | 21.2 24.9 28.9 32.9 | NULL | 9.6;8;7.1;4.4;2.5¦14.5;13.5;12.7;10.9;8.2;6.2;5.1¦20.6;19.5;18.8;16.9;15.7;14.3;11.2;9.1;8.2¦28;26.2;25.55;23.75;21.5;18.75;15.05;12.8;12.2 | 0;35;39;35;32¦0;35;40;43;40;35;33¦0;35;40;45;45.35;45;40;35;33¦0;35;40;45;46.5;45;40;35;33 | 0;8.8;12.2;18.2;21.2¦0;7.8;10.7;15.1;19.8;23;24.9¦0;8.7;11.3;16;18.1;20.5;24.6;27.6;28.9¦0;11;13.19;17.4;21;24.9;29.2;32.1;32.9 |  | 0;0;0;0;0¦0;0;0;0;0;0;0¦0;0;0;0;0;0;0;0;0¦0;0;0;0;0;0;0;0;0 | 1 1 5 5 | 9.6 -.25876 .0232761 -.001924054 3.0976E-05 14.501 -.12192 .0109227 -.001833268 3.9442E-05 20.602 -.74492 .3914215 -.227634464 .020412668 28.001 -1.12316 .5577086 -.229623116 .017525502 | 0 5.18261 -0.0145414-0.018472347 0.000518184 0.017 6.48309 -0.2746654 0.001467804 4.9333E-05 0.018 27.7136 -4.6393396 0.093185961 0.008573735 -0.009 19.97264 -1.2226565-0.306860068 0.02247358 | 0 0 0 0 0 0 0 0 0 0 0 0 0 0 0 0 0 0 0 0 | 0.00 0.00 0.00 0.00 | NULL | NULL | 19 | 0 | TV75 (5) |  |  |  | 0 | 0 | 0 | 0 | curves\tv\3 tv | 0 | 0 |  |  |  |  | 3 TV | DTV3127 | 75 | [5 empty] | D | 30 | 0 | 0 | 0 | 0 | [26 empty] | NULL | NULL | NULL | NULL | 4 | NULL |  |  | 1.1111e+27 | 0 | 0 | 0 | 0 | 0 | 0 | 0 | 0 | 0 | 0 | 0 | 0 | 0 | 0 | 0 | 0 | 0 | 0 | 0 | 0 | 0 | 0 | 0 | 0 | 0 | NULL | NULL | NULL | 44648 | Curve loaded from Warman / Weir printed curve | Gugu Khoza | Pieter du Plessis |  |  | 76.2 | 76.2 | 0 | A | 44733 |  |  |  | NULL | NULL | NULL | NULL | NULL | NULL | NULL | NULL | NULL | NULL |  |  | 0 | 0 | 26.67 | 18.31 | 10.17 |  | NULL | [30 empty] | 0 | 0 | 0 | 0 | 0 | 35;40;45;46; | 0 | 0 | 0 | 0 | bar a | 800;900;1000;1100;1200;1300;1400 | 48;521;0;35¦587;6;0;30¦¦ | 0 | TV75_(5VO-M).png | NULL | 0 | NULL | 11.92 | 0 | 4
VS100R-METAL | SPSA | SLURRY | OPEN | VS | METAL | 5 | WPG100SP31 | WARMAN | Live |  | SP | 100 SP | 1 | 1 | 1 | 9 | 2 | 0 | 0 | 0 | NULL | 1 | 0 | 0 | 1 | 0 | 1 | 1 | 0 | 0 | 0 | 0 | l/sec | 1 | m | 1 | 13 | 104.5 | 0 | 0 | 0 | 75 | 50.2 | 35.5 | 55.85 | 0 | 0 | 82.96 | 40.84 | 59.49 | 0 | 50.2 | 0 | 25 | 0 | 0 | 0 | 0 | 0 | 0 | 0 | 0 | 0 | 500 | 1400 | 0 | 0 | 0 | 0 | 0 | 0 | 1400 | 370 | NULL | 0 | 100 SP |  | 1400 | 50.2 | 104.5 | NULL | 50.2;50;49.6;48.8;48.1;46.8;43.9;40.7;35.5 | 0;20;30;40;45;50;55;56;55 | 0;13;21;32;39;49;68;83.5;104.5 |  | 0;0;0;0;0;0;0;0;0 | 10 | 50.201 .05621 -.1699887 .004908053 -.000195357 | -0.044 17.94726 -1.9265072 0.074396107-0.000588036 | 0 0 0 0 0 | 0 | NULL | NULL | 32 | 0 | VS100 (5) |  |  |  | 0 | 0 | 0 | 0 | curves\vs\vs100r-metal | 0 | 0 |  |  |  |  | 100 SP | VS100206R-CR | 100 | [5 empty] | RV | 75 | 0 | 0 | 0 | 0 | [26 empty] | NULL | NULL | NULL | NULL | 4 | NULL |  |  | 1.1111e+23 | 0 | 0 | 0 | 0 | 0 | 0 | 0 | 0 | 0 | 0 | 0 | 0 | 0 | 0 | 0 | 0 | 0 | 0 | 0 | 0 | 0 | 0 | 0 | 0 | 0 | NULL | NULL | NULL | 44648 | Curve loaded from Warman / Weir printed curve | Gugu Khoza | Pieter du Plessis | 0 | 0 | 152.4 | 101.6 | 0 | A | 44872 |  |  |  | NULL | NULL | NULL | NULL | NULL | NULL | NULL | NULL | NULL | NULL |  |  | 0 | 0 | 50 | 36.84 | 64.99 |  | NULL | [30 empty] | 0 | 0 | 0 | 0 | 0 | 20;30;40;45;50;55;56; | 0 | 0 | 0 | 0 | bar a | 500;700;900;1100;1300;1400 | ¦¦¦ | 0 |  | NULL | 0 | NULL | 66.13 | 0 | 1
VS100R-RUBBER | SPSA | SLURRY | OPEN | VS | RUBBER | 5 | WPG100SR33 | WARMAN | Live |  | SPR | 100 SPR | 1 | 1 | 1 | 8 | 2 | 0 | 0 | 0 | NULL | 1 | 0 | 0 | 1 | 0 | 1 | 1 | 0 | 0 | 0 | 0 | l/sec | 1 | m | 1 | 17.5 | 106 | 0 | 0 | 0 | 75 | 51.9 | 37 | 61.91 | 0 | 0 | 82.64 | 43.33 | 56.71 | 0 | 51.9 | 0 | 24 | 0 | 0 | 0 | 0 | 0 | 0 | 0 | 0 | 0 | 600 | 1400 | 0 | 0 | 0 | 0 | 0 | 0 | 1400 | 370 | NULL | 0 | 100 SPR |  | 1400 | 51.9 | 106 | NULL | 51.9;51.25;50.8;50;49.2;47.3;42.8;37 | 0;30;40;50;55;60;62;60 | 0;17.5;26;38;47;62.3;84.8;106 |  | 0;0;0;0;0;0;0;0 | 10 | 51.909 -.43275 .0549487 -.021363094 .000708332 | -0.01 21.56831 -2.785203 0.166071889-0.004234336 | 0 0 0 0 0 | 0 | NULL | NULL | 40 | 0 | VSR100 (5) |  |  |  | 0 | 0 | 0 | 0 | curves\vs\vs100r-rubber | 0 | 0 |  |  |  |  | 100 SPR | VS100206R-RU | 100 | [5 empty] | RV | 75 | 0 | 0 | 0 | 0 | [26 empty] | NULL | NULL | NULL | NULL | 4 | NULL |  |  | 1.1111e+23 | 0 | 0 | 0 | 0 | 0 | 0 | 0 | 0 | 0 | 0 | 0 | 0 | 0 | 0 | 0 | 0 | 0 | 0 | 0 | 0 | 0 | 0 | 0 | 0 | 0 | NULL | NULL | NULL | 44648 | Curve loaded from Warman / Weir printed curve | Gugu Khoza | Pieter du Plessis | 0 | 0 | 152.4 | 101.6 | 0 | A | 44872 |  |  |  | NULL | NULL | NULL | NULL | NULL | NULL | NULL | NULL | NULL | NULL |  |  | 0 | 0 | 51.21 | 39.04 | 62.24 |  | NULL | [30 empty] | 0 | 0 | 0 | 0 | 0 | 30;40;50;55;60;62; | 0 | 0 | 0 | 0 | bar a | 600;800;1000;1200;1400;1400 | ¦¦¦ | 0 |  | NULL | 0 | NULL | 64.08 | 0 | 1
VS150S-METAL | SPSA | SLURRY | OPEN | VS | METAL | 5 | WPG150SP31 | WARMAN | Live |  | SP | 150 SP | 1 | 1 | 1 | 9 | 2 | 0 | 0 | 0 | NULL | 1 | 0 | 0 | 1 | 0 | 1 | 1 | 0 | 0 | 0 | 0 | l/sec | 1 | m | 1 | 22 | 181 | 0 | 0 | 0 | 110 | 37.3 | 24.4 | 54.97 | 0 | 0 | 127.57 | 30.01 | 68.27 | 0 | 37.3 | 0 | 28 | 0 | 0 | 0 | 0 | 0 | 0 | 0 | 0 | 0 | 500 | 1000 | 0 | 0 | 0 | 0 | 0 | 0 | 1000 | 480 | NULL | 0 | 150 SP |  | 1000 | 37.3 | 181 | NULL | 37.3;37.2;36.86;36;35.35;34.15;33.45;29.2;24.4 | 0;20;30;40;45;50;52;55;51.89 | 0;22;35.2;54;65;82;90.5;135.5;181 |  | 0;0;0;0;0;0;0;0;0 | 10 | 37.299 .11174 -.0737279 .001636411 -4.392E-06 | -0.03 10.515 -0.6231303 0.01008754 5.5214E-05 | 0 0 0 0 0 | 0 | NULL | NULL | 45 | 0 | VS150 (5) |  |  |  | 0 | 0 | 0 | 0 | curves\vs\vs150s-metal | 0 | 0 |  |  |  |  | 150 SP | VS200206S-CR | 150 | [5 empty] | SV | 110 | 0 | 0 | 0 | 0 | [26 empty] | NULL | NULL | NULL | NULL | 4 | NULL | 0 0 0 0 0 0 0 0 | 0 0 0 0 0 0 0 0 0 0 0 0 0 0 0 0 | 1111 | 0 | 0 | 0 | 0 | 0 | 0 | 0 | 0 | 0 | 0 | 0 | 0 | 0 | 0 | 0 | 0 | 0 | 0 | 0 | 0 | 0 | 0 | 0 | 0 | 0 | NULL | NULL | NULL | 44648 | Curve loaded from Warman / Weir printed curve | Gugu Khoza | Pieter du Plessis | 0 | 0 | 203.2 | 152.4 | 0 | A | 44965 |  |  |  | NULL | NULL | NULL | NULL | NULL | NULL | NULL | NULL | NULL | NULL |  |  | 0 | 0 | 37.21 | 27.36 | 75.86 |  | NULL | [30 empty] | 0 | 0 | 0 | 0 | 0 | 20.0 30.0 40.0 45.0 50.0 52.0 0.0 0.0 | 0 | 0 | 0 | 0 | bar a | 500 600 700 800 900 1000 0.0 0.0 | ¦¦¦ | 0 |  | NULL | 0 | NULL | 83.44 | 0 | 1
VS200S-METAL | SPSA | SLURRY | OPEN | VS | METAL | 5 | WPG200SP31 | WARMAN | Live |  | SP | 200 SP | 1 | 1 | 1 | 8 | 2 | 0 | 0 | 0 | NULL | 1 | 0 | 0 | 1 | 0 | 1 | 1 | 0 | 0 | 0 | 0 | l/sec | 1 | m | 1 | 52 | 292 | 0 | 0 | 0 | 110 | 40.8 | 26.05 | 63.96 | 0 | 0 | 221.03 | 30.52 | 103.4 | 0 | 40.8 | 0 | 31 | 0 | 0 | 0 | 0 | 0 | 0 | 0 | 0 | 0 | 400 | 850 | 0 | 0 | 0 | 0 | 0 | 0 | 850 | 520 | NULL | 0 | 200 SP |  | 850 | 40.8 | 292 | NULL | 40.8;39.2;38.4;37.15;35.2;33.5;30.1;26.05 | 0;30;40;50;58;62;64;61.95 | 0;52;75;105.5;141;172;228;292 |  | 0;0;0;0;0;0;0;0 | 25 | 40.789 -.59598 -.0651341 -.001647669 .000200841 | -0.004 17.1349 -1.3240593 0.012526552 0.001208389 | 0 0 0 0 0 | 0 | NULL | NULL | 65 | 0 | VS200 (5) |  |  |  | 0 | 0 | 0 | 0 | curves\vs\vs200s-metal | 0 | 0 |  |  |  |  | 200 SP | VS200206S-CR | 200 | [5 empty] | SV | 110 | 0 | 0 | 0 | 0 | [26 empty] | NULL | NULL | NULL | NULL | 4 | NULL |  |  | 1.1111e+23 | 0 | 0 | 0 | 0 | 0 | 0 | 0 | 0 | 0 | 0 | 0 | 0 | 0 | 0 | 0 | 0 | 0 | 0 | 0 | 0 | 0 | 0 | 0 | 0 | 0 | NULL | NULL | NULL | 44648 | Curve loaded from Warman / Weir printed curve | Gugu Khoza | Pieter du Plessis | 0 | 0 | 254 | 203.2 | 0 | A | 44971 |  |  |  | NULL | NULL | NULL | NULL | NULL | NULL | NULL | NULL | NULL | NULL |  |  | 0 | 0 | 39.26 | 27.71 | 114.34 |  | NULL | [30 empty] | 0 | 0 | 0 | 0 | 0 | 30;40;50;58;62;64; | 0 | 0 | 0 | 0 | bar a | 400;500;600;700;800;850 | ¦¦¦ | 0 |  | NULL | 0 | NULL | 120.38 | 0 | 1
VS40P-METAL | SPSA | SLURRY | OPEN | VS | METAL | 5 | WPG40SP31 | WARMAN | Live |  | SP | 40 SP | 10 | 10 | 1 | 7 | 2 | 0 | 0 | 0 | NULL | 1 | 0 | 0 | 1 | 0 | 1 | 1 | 0 | 0 | 0 | 0 | l/sec | 1 | m | 1 | 2.8 | 20.7 | 0 | 0 | 0 | 15 | 46.8 | 27 | 44.62 | 0 | 0 | 14.31 | 34.93 | 10.98 | 0 | 46.8 | 0 | 23 | 0 | 0 | 0 | 0 | 0 | 0 | 0 | 0 | 0 | 1000 | 2800 | 0 | 0 | 0 | 0 | 0 | 0 | 2800 | 188 | NULL | 0 | 40 SP;40 SP;40 SP;40 SP;40 SP;40 SP;40 SP;40 SP;40 SP;40 SP |  | 1000.00 1200.00 1400.00 1600.00 1800.00 2000.00 2200.00 2400.00 2600.00 2800.00 | 5.9 8.7 11.7 15.3 19.2 23.7 28.8 34.4 40.4 46.8 | 7.4 8.8 10.3 11.8 13.2 14.3 16.2 17.8 19.3 20.7 | NULL | 5.9;5.7;5.1;4.2;3.3¦8.7;8.2;7.6;6.5;5.9;4.9¦11.7;11.1;10.4;9.4;8.3;6.6¦15.3;14.8;13.9;13;10.8;8.6¦19.2;18.6;17.7;16.9;15.4;13.7;12.1;10.9¦23.7;23.1;22.1;21.5;19.9;17;14¦28.8;28;26.9;24.7;20.6;16.7¦34.4;33.6;32.4;31.7;29.9;24.5;19.8¦40.4;39.4;38.2;37.4;35.6;28.9;23.2¦46.8;45.7;44.6;43.5;41.3;33.3;27 | 0;20;30;33;31¦0;20;30;35;35.75;34.98¦0;20;30;35;37.87;35¦0;20;30;35;38.95;35¦0;20;30;35;40;41.25;40;35.65¦0;20;30;35;40;41.58;39.97¦0;20;30;40;42.55;40¦0;20;30;35;40;43.87;39.97¦0;20;30;35;40;43.95;40¦0;20;30;35;40;44.5;40 | 0;2.1;3.8;5.7;7.4¦0;2.1;4;6.6;7.5;8.8¦0;2.2;4.1;5.9;7.8;10.3¦0;2.3;4.3;5.7;9;11.8¦0;2.3;4.4;5.7;8;10.1;12;13.2¦0;2.4;4.5;5.6;7.9;11.3;14.3¦0;2.5;4.6;7.9;12.4;16.2¦0;2.6;4.7;5.8;7.9;13.5;17.8¦0;2.7;4.8;6;8.1;14.7;19.3¦0;2.8;4.85;6.25;8.55;15.65;20.7 |  | 0;0;0;0;0¦0;0;0;0;0;0¦0;0;0;0;0;0¦0;0;0;0;0;0¦0;0;0;0;0;0;0;0¦0;0;0;0;0;0;0¦0;0;0;0;0;0¦0;0;0;0;0;0;0¦0;0;0;0;0;0;0¦0;0;0;0;0;0;0 | 1 1 1 1 1 1 1 1 1 1 | 5.9 .11118 -.1179494 .010098513 -.000352158 8.701 -.20665 -.0190018 .001800295 -.000290551 11.697 -.19307 -.0306523 -.000784349 8.9088E-05 15.297 -.00295 -.1068708 .008082308 -.000261001 19.197 -.12671 -.0603743 .002636325 -7.0966E-05 23.702 -.13432 -.0542822 .001507433 -2.6075E-05 28.805 -.24651 -.0332779 -.000533885 4.1962E-05 34.396 -.11902 -.0774318 .003075818 -5.2689E-05 40.393 -.2098 -.0598672 .001902537 -3.2581E-05 46.781 -.18641 -.0643388 .001473418 -7.736E-06 | 0 10.44984 -0.0227379-0.233986376 0.016585147 -0.009 12.48228 -1.5754607 0.09093281-0.002464462 -0.014 12.21069 -1.6713068 0.136956618-0.005605673 0.017 11.05652 -1.2036215 0.072593769-0.002433144 0.021 11.31043 -1.3853838 0.10280024-0.003577579 0.072 9.9366 -0.8051635 0.025772646-0.000309382 0.072 9.56133 -0.7512289 0.025267136-0.000366647 0.03 9.23967 -0.6830208 0.022194514-0.000331623 0.015 8.91952 -0.6264162 0.018664669-0.000237913 -0.039 8.9045 -0.6681729 0.023959834 -0.00038393 | 0 0 0 0 0 0 0 0 0 0 0 0 0 0 0 0 0 0 0 0 0 0 0 0 0 0 0 0 0 0 0 0 0 0 0 0 0 0 0 0 0 0 0 0 0 0 0 0 0 0 | 0.00 0.00 0.00 0.00 0.00 0.00 0.00 0.00 0.00 0.00 | NULL | NULL | 12 | 0 | VS40 (5) |  |  |  | 0 | 0 | 0 | 0 | curves\vs\vs40p-metal | 0 | 0 |  |  |  |  | 40 SP | VS40206P-CR | 40 | [5 empty] | PV | 15 | 0 | 0 | 0 | 0 | [26 empty] | NULL | NULL | NULL | NULL | 4 | NULL | 0 0 0 0 0 0 0 0 | 0 0 0 0 0 0 0 0 0 0 0 0 0 0 0 0 | 1.1111e+39 | 0 | 0 | 0 | 0 | 0 | 0 | 0 | 0 | 0 | 0 | 0 | 0 | 0 | 0 | 0 | 0 | 0 | 0 | 0 | 0 | 0 | 0 | 0 | 0 | 0 | NULL | NULL | NULL | 44648 | Curve loaded from Warman / Weir printed curve | Gugu Khoza | Pieter du Plessis | 0 | 0 | 50.8 | 38 | 0 | A | 44872 |  |  |  | NULL | NULL | NULL | NULL | NULL | NULL | NULL | NULL | NULL | NULL |  |  | 0 | 0 | 46.12 | 31.39 | 12.07 |  | NULL | [30 empty] | 0 | 0 | 0 | 0 | 0 | 20.0 30.0 35.0 40.0 0.0 0.0 0.0 0.0 | 0 | 0 | 0 | 0 | bar a | 0 0 0 0 0 0 0 0 | 49;537;0;25¦606;7;0;60¦¦ | 0 | VS40_(5VO-M).png | NULL | 0 | NULL | 13.7 | 0 | 10
VS40P-RUBBER | SPSA | SLURRY | OPEN | VS | RUBBER | 5 | WPG40SR33 | WARMAN | Live |  | SPR | 40 SPR | 1 | 1 | 1 | 8 | 2 | 0 | 0 | 0 | NULL | 1 | 0 | 0 | 1 | 0 | 1 | 1 | 0 | 0 | 0 | 0 | l/sec | 1 | m | 1 | 2.9 | 15.6 | 0 | 0 | 0 | 15 | 40.6 | 22.2 | 40.3 | 0 | 0 | 11.2 | 29.81 | 8.12 | 0 | 40.6 | 0 | 22 | 0 | 0 | 0 | 0 | 0 | 0 | 0 | 0 | 0 | 1200 | 2600 | 0 | 0 | 0 | 0 | 0 | 0 | 2600 | 188 | NULL | 0 | 40 SPR |  | 2600 | 40.6 | 15.6 | NULL | 40.6;39.3;37.5;35.8;32.2;30;28;22.2 | 0;20;30;35;40;40.5;40;35 | 0;2.9;5.2;6.8;9.6;11.1;12.3;15.6 |  | 0;0;0;0;0;0;0;0 | 1 | 40.599 -.24422 -.070464 .000253179 2.6948E-05 | 0.031 8.36942 -0.58016 0.018625873-0.000424519 | 0 0 0 0 0 | 0 | NULL | NULL | 12 | 0 | VSR40 (5) |  |  |  | 0 | 0 | 0 | 0 | curves\vs\vs40p-rubber | 0 | 0 |  |  |  |  | 40 SPR | VS40206P-RU | 40 | [5 empty] | PV | 15 | 0 | 0 | 0 | 0 | [26 empty] | NULL | NULL | NULL | NULL | 4 | NULL |  |  | 1.1111e+31 | 0 | 0 | 0 | 0 | 0 | 0 | 0 | 0 | 0 | 0 | 0 | 0 | 0 | 0 | 0 | 0 | 0 | 0 | 0 | 0 | 0 | 0 | 0 | 0 | 0 | NULL | NULL | NULL | 44648 | Curve loaded from Warman / Weir printed curve | Gugu Khoza | Pieter du Plessis | 0 | 0 | 50.8 | 38 | 0 | A | 44872 |  |  |  | NULL | NULL | NULL | NULL | NULL | NULL | NULL | NULL | NULL | NULL |  |  | 0 | 0 | 39.31 | 26.09 | 8.79 |  | NULL | [30 empty] | 0 | 0 | 0 | 0 | 0 | 20;30;35;40;40.5; | 0 | 0 | 0 | 0 | bar a | 1200;1400;1600;1800;2000;2200;2400;2600 | ¦¦¦ | 0 |  | NULL | 0 | NULL | 9.7 | 0 | 1
VS65Q-METAL | SPSA | SLURRY | OPEN | VS | METAL | 5 | WPG65SP31 | WARMAN | Live |  | SP | 65 SP-M | 1 | 1 | 1 | 10 | 2 | 0 | 0 | 0 | NULL | 1 | 0 | 0 | 1 | 0 | 1 | 1 | 0 | 0 | 0 | 0 | l/sec | 1 | m | 1 | 7.1 | 40.1 | 0 | 0 | 0 | 30 | 48.8 | 32.5 | 50.97 | 0 | 0 | 29.83 | 38.65 | 22.18 | 0 | 48.8 | 0 | 21 | 0 | 0 | 0 | 0 | 0 | 0 | 0 | 0 | 0 | 700 | 1900 | 0 | 0 | 0 | 0 | 0 | 0 | 1850 | 280 | NULL | 0 | 65 SP-M |  | 1850 | 48.8 | 40.1 | NULL | 48.8;48.5;47.35;46.65;45;43.5;41.8;39;35.5;32.5 | 0;25;35;40;45;48;50;51;50;48 | 0;7.1;12.3;14.1;17.9;21.2;24.4;29.3;35;40.1 |  | 0;0;0;0;0;0;0;0;0;0 | 5 | 48.795 .51676 -.5268911 .025909798 1.8868E-05 | 0.115 20.60624 -2.6731051 0.118379572-0.001590488 | 0 0 0 0 0 | 0 | NULL | NULL | 15 | 0 | VS65 (5) |  |  |  | 0 | 0 | 0 | 0 | curves\vs\vs65q-metal | 0 | 0 |  |  |  |  | 65 SP | VS65206Q-CR | 65 | [5 empty] | QV | 30 | 0 | 0 | 0 | 0 | [26 empty] | NULL | NULL | NULL | NULL | 4 | NULL |  |  | 1.1111e+27 | 0 | 0 | 0 | 0 | 0 | 0 | 0 | 0 | 0 | 0 | 0 | 0 | 0 | 0 | 0 | 0 | 0 | 0 | 0 | 0 | 0 | 0 | 0 | 0 | 0 | NULL | NULL | NULL | 44648 | Curve loaded from Warman / Weir printed curve | Gugu Khoza | Pieter du Plessis | 0 | 0 | 88.9 | 73 | 0 | A | 44965 |  |  |  | NULL | NULL | NULL | NULL | NULL | NULL | NULL | NULL | NULL | NULL |  |  | 0 | 0 | 48.54 | 35.05 | 24.65 |  | NULL | [30 empty] | 0 | 0 | 0 | 0 | 0 | 25;35;40;45;48;50;51; | 0 | 0 | 0 | 0 | bar a | 700;900;1100;1300;1500;1700;1900 | ¦¦¦ | 0 |  | NULL | 0 | NULL | 26.62 | 0 | 1
VS65Q-RUBBER | SPSA | SLURRY | OPEN | VS | RUBBER | 5 | WPG65SR33 | WARMAN | Live |  | SPR | 65 SPR | 7 | 7 | 1 | 9 | 2 | 0 | 0 | 0 | NULL | 1 | 0 | 0 | 1 | 0 | 1 | 1 | 0 | 0 | 0 | 0 | l/sec | 1 | m | 1 | 6.2 | 40.5 | 0 | 0 | 0 | 30 | 49.8 | 31.7 | 50.6 | 0 | 0 | 29.76 | 40.8 | 23.52 | 0 | 49.8 | 0 | 20 | 0 | 0 | 0 | 0 | 0 | 0 | 0 | 0 | 0 | 700 | 1900 | 0 | 0 | 0 | 0 | 0 | 0 | 1900 | 280 | NULL | 0 | 65 SPR;65 SPR;65 SPR;65 SPR;65 SPR;65 SPR;65 SPR |  | 700.00 900.00 1100.00 1300.00 1500.00 1700.00 1900.00 | 6.9 11.7 17.6 24.5 32.6 41.9 49.8 | 15.3 19.5 24.2 28.7 33 37.4 40.5 | NULL | 6.9;6.9;6.7;6.6;6.4;5.6;4.4¦11.7;11.6;11.5;11;10.6;9.4;7.6¦17.6;17.5;17.1;16.6;16;14.6;14.3;13.7;11.4¦24.5;24.3;24;23.2;22.5;21;19.8;18.8;15.6¦32.6;32.3;31.8;30.9;30.1;28.2;26.3;24.9;20.6¦41.9;41.6;41.1;40.1;38.8;36.5;34;32.1;26.6¦49.8;49.4;48.8;47.5;46;43;40.6;38;31.7 | 0;20;30;40;45;46;45¦0;20;30;40;45;47;45¦0;20;30;40;45;50;50.1;50;45¦0;20;30;40;45;50;50.2;50;45¦0;20;30;40;45;50;50.3;50;45¦0;20;30;40;45;50;50.4;50;45¦0;20;30;40;45;50;50.5;50;45 | 0;2.1;4;6;7.7;11.5;15.3¦0;2.7;4.9;7.7;10;14.6;19.5¦0;3.2;5.9;9.4;12.2;17;18.1;19.1;24.2¦0;4;7;11.2;14.2;18.7;21.5;23.4;28.7¦0;4.8;8.2;12.7;16;21;24.9;27.1;33¦0;5.6;9.5;14.3;17.9;23.7;28;30.8;37.4¦0;6.2;10.5;15.4;19.5;26;30.1;33.7;40.5 |  | 0;0;0;0;0;0;0¦0;0;0;0;0;0;0¦0;0;0;0;0;0;0;0;0¦0;0;0;0;0;0;0;0;0¦0;0;0;0;0;0;0;0;0¦0;0;0;0;0;0;0;0;0¦0;0;0;0;0;0;0;0;0 | 1 1 1 5 5 5 5 | 6.911 -.02242 -.0011417 -.000755038 1.4624E-05 11.693 .02306 -.0175178 .000558815 -1.4001E-05 17.616 -.02735 -.0088303 6.0535E-05 -3.642E-06 24.502 -.09276 -.1917138 -.006642203 -.000739118 32.612 -.24722 -.1125795 -.018231904 -.000128299 41.897 -.01418 -.2042155 -.00509162 -.000523006 49.785 .13445 -.3431576 .024958846 -.002304147 | 0.274 10.07443 -0.5703558-0.005582388 0.000803821 0.144 8.35945 -0.4800961 0.009045907 -1.8657E-05 0.12 7.44178 -0.4873216 0.018726707 -0.00033605 0.088 29.57805 -7.0417804 0.982718231-0.072560268 0.061 24.12334 -4.0523475 0.351427695 -0.02046172 0.051 20.22654 -2.4598007 0.103987003 -0.00391401 0.025 18.17151 -1.848752 0.043107137-0.000885699 | 0 0 0 0 0 0 0 0 0 0 0 0 0 0 0 0 0 0 0 0 0 0 0 0 0 0 0 0 0 0 0 0 0 0 0 | 0.00 0.00 0.00 0.00 0.00 0.00 0.00 | NULL | NULL | 15 | 0 | VSR65 (5) |  |  |  | 0 | 0 | 0 | 0 | curves\vs\vs65q-rubber | 0 | 0 |  |  |  |  | 65 SPR | VS65206Q-RU | 65 | [5 empty] | QV | 30 | 0 | 0 | 0 | 0 | [26 empty] | NULL | NULL | NULL | NULL | 4 | NULL | 0 0 0 0 0 0 0 0 | 0 0 0 0 0 0 0 0 0 0 0 0 0 0 0 0 | 1.1111e+27 | 0 | 0 | 0 | 0 | 0 | 0 | 0 | 0 | 0 | 0 | 0 | 0 | 0 | 0 | 0 | 0 | 0 | 0 | 0 | 0 | 0 | 0 | 0 | 0 | 0 | NULL | NULL | NULL | 44648 | Curve loaded from Warman / Weir printed curve | Gugu Khoza | Pieter du Plessis | 0 | 0 | 88.9 | 73 | 0 | A | 44872 |  |  |  | NULL | NULL | NULL | NULL | NULL | NULL | NULL | NULL | NULL | NULL |  |  | 0 | 0 | 49.78 | 36.34 | 26.01 |  | NULL | [30 empty] | 0 | 0 | 0 | 0 | 0 | 20.0 30.0 40.0 45.0 50.0 50.5 0.0 0.0 | 0 | 0 | 0 | 0 | bar a | 700 900 1100 1300 1500 1700 1900 0.0 | 45;533;0;45¦586;5;0;60¦¦ | 0 | VSR65_(5VO-R).png | NULL | 0 | NULL | 27.97 | 0 | 7
VT100R-METAL | SPSA | SLURRY | OPEN | VT | METAL | 5 | WPG 4AF31 | WARMAN | Live |  |  | WPG4AF31 | 1 | 1 | 1 | 8 | 2 | 0 | 0 | 0 | NULL | 1 | 0 | 0 | 1 | 0 | 1 | 1 | 0 | 0 | 0 | 0 | l/sec | 1 | m | 1 | 7 | 61.6 | 0 | 0 | 0 | 0 | 29.1 | 21.5 | 58.21 | 0 | 0 | 49.85 | 24.21 | 20.33 | 0 | 29.1 | 0 | 21 | 0 | 0 | 0 | 0 | 0 | 0 | 0 | 0 | 0 | 500 | 1050 | 0 | 0 | 0 | 0 | 0 | 0 | 1050 | 381 | NULL | 0 | VT100R-METAL |  | 1050 | 29.1 | 61.6 | NULL | 29.1;28.9;28.7;28.3;27.5;26.6;23.8;21.5 | 0;20;30;40;50;55;58;55 | 0;7;12.1;19.2;28;36;51.8;61.6 |  | 0;0;0;0;0;0;0;0 | 5 | 29.1 -.11442 -.0145193 -.003128704 8.0805E-05 | 0.201 16.16421 -1.8705091 0.121819854-0.003832881 | 0 0 0 0 0 | 0 | NULL | NULL | 55 | 0 |  |  |  |  | 0 | 0 | 0 | 0 |  | 0 | 0 |  |  |  |  | WPG 4AF31 | VT100147R-CR | [6 empty] | VT005R | 75 | [30 empty] | NULL | NULL | NULL | NULL | 4 | NULL | 0 0 0 0 0 0 0 0 | 0 0 0 0 0 0 0 0 0 0 0 0 0 0 0 0 | 1.1111e+27 | 0 | 0 | 0 | 0 | 0 | 0 | 0 | 0 | 0 | 0 | 0 | 0 | 0 | 0 | 0 | 0 | 0 | 0 | 0 | 0 | 0 | 0 | 0 | 0 | 0 | NULL | NULL | NULL | 45636 |  | TAS ONLINE | TAS ONLINE | 0 | 0 | 101.6 | 101.6 | 0 |  | 45636 |  |  |  | NULL | NULL | NULL | NULL | NULL | NULL | NULL | NULL | NULL | NULL |  |  | 0 | 0 | 28.9 | 21.95 | 23.01 |  | NULL | [30 empty] | 0 | 0 | 0 | 0 | 0 | 20.0 30.0 40.0 50.0 55.0 0.0 0.0 0.0 | 0 | 0 | 0 | 0 | bar a | 500 600 700 800 900 1000 1050 0 | 43;534;0;60¦626;11;0;35¦¦ | 0 | VT100R-METAL.png | NULL | 0 | NULL | 23.61 | 0 | 1
VT150R-METAL | SPSA | SLURRY | OPEN | VT | METAL | 5 | WPG 6AF31 | WARMAN | Live |  |  | WPG6AF31 | 1 | 1 | 1 | 9 | 2 | 0 | 0 | 0 | NULL | 1 | 0 | 0 | 1 | 0 | 1 | 1 | 0 | 0 | 0 | 0 | l/sec | 1 | m | 1 | 20.2 | 122.7 | 0 | 0 | 0 | 0 | 25.2 | 18.4 | 55.88 | 0 | 0 | 108.06 | 20.19 | 38.28 | 0 | 25.2 | 0 | 23 | 0 | 0 | 0 | 0 | 0 | 0 | 0 | 0 | 0 | 350 | 680 | 0 | 0 | 0 | 0 | 0 | 0 | 680 | 540 | NULL | 0 | VT150R-METAL |  | 680 | 25.2 | 122.7 | NULL | 25.2;25.3;25.1;24.7;24.1;23.4;21.8;20;18.4 | 0;20;30;40;45;50;55;56;55 | 0;20.2;32.1;48.4;59.5;71.6;92.1;109.9;122.7 |  | 0;0;0;0;0;0;0;0;0 | 10 | 25.197 .17534 -.0636903 .00097536 -5.0939E-05 | -0.045 11.62986 -0.8395187 0.034539987-0.001106637 | 0 0 0 0 0 | 0 | NULL | NULL | 63 | 0 |  |  |  |  | 0 | 0 | 0 | 0 |  | 0 | 0 |  |  |  |  | WPG 6AF31 | VT150147R-CR | [6 empty] | VT005R | 75 | [30 empty] | NULL | NULL | NULL | NULL | 4 | NULL | 0 0 0 0 0 0 0 0 | 0 0 0 0 0 0 0 0 0 0 0 0 0 0 0 0 | 1.1111e+31 | 0 | 0 | 0 | 0 | 0 | 0 | 0 | 0 | 0 | 0 | 0 | 0 | 0 | 0 | 0 | 0 | 0 | 0 | 0 | 0 | 0 | 0 | 0 | 0 | 0 | NULL | NULL | NULL | 45636 |  | TAS ONLINE | TAS ONLINE | 0 | 0 | 152.4 | 152.4 | 0 |  | 45636 |  |  |  | NULL | NULL | NULL | NULL | NULL | NULL | NULL | NULL | NULL | NULL |  |  | 0 | 0 | 25.3 | 17.45 | 41.37 |  | NULL | [30 empty] | 0 | 0 | 0 | 0 | 0 | 20.0 30.0 40.0 45.0 50.0 55.0 0.0 0.0 | 0 | 0 | 0 | 0 | bar a | 350 400 450 500 550 600 650 680 | 52;538;0;120¦633;10;0;30¦¦ | 0 | VT150R-METAL.png | NULL | 0 | NULL | 40.24 | 0 | 1
VT200S-METAL | SPSA | SLURRY | OPEN | VT | METAL | 5 | WPG 8AF31 | WARMAN | Live |  |  | WPG8AF31 | 1 | 1 | 1 | 7 | 2 | 0 | 0 | 0 | NULL | 1 | 0 | 0 | 1 | 0 | 1 | 1 | 0 | 0 | 0 | 0 | l/sec | 1 | m | 1 | 40.1 | 205.4 | 0 | 0 | 0 | 0 | 26.6 | 19.2 | 55.73 | 0 | 0 | 178.66 | 20.71 | 65.09 | 0 | 26.6 | 0 | 28 | 0 | 0 | 0 | 0 | 0 | 0 | 0 | 0 | 0 | 350 | 650 | 0 | 0 | 0 | 0 | 0 | 0 | 650 | 571 | NULL | 0 | VT200S-METAL |  | 650 | 26.6 | 205.4 | NULL | 26.6;25.9;25.2;23.9;22.1;20.8;19.2 | 0;30;40;50;55;55.7;55 | 0;40.1;64.6;102.3;148.9;176.7;205.4 |  | 0;0;0;0;0;0;0 | 10 | 26.6 -.07145 -.0318795 .001699654 -4.053E-05 | 0.039 9.88315 -0.7172333 0.026523324-0.000423183 | 0 0 0 0 0 | 0 | NULL | NULL | 79 | 0 |  |  |  |  | 0 | 0 | 0 | 0 |  | 0 | 0 |  |  |  |  | WPG 8AF31 | VT200147S-CR | [6 empty] | VT005S | 110 | [30 empty] | NULL | NULL | NULL | NULL | 4 | NULL | 0 0 0 0 0 0 0 0 | 0 0 0 0 0 0 0 0 0 0 0 0 0 0 0 0 | 1.1111e+27 | 0 | 0 | 0 | 0 | 0 | 0 | 0 | 0 | 0 | 0 | 0 | 0 | 0 | 0 | 0 | 0 | 0 | 0 | 0 | 0 | 0 | 0 | 0 | 0 | 0 | NULL | NULL | NULL | 45636 |  | TAS ONLINE | TAS ONLINE | 0 | 0 | 203.2 | 203.2 | 0 |  | 45636 |  |  |  | NULL | NULL | NULL | NULL | NULL | NULL | NULL | NULL | NULL | NULL |  |  | 0 | 0 | 25.9 | 18.6 | 72.11 |  | NULL | [30 empty] | 0 | 0 | 0 | 0 | 0 | 30.0 40.0 50.0 55.0 0.0 0.0 0.0 0.0 | 0 | 0 | 0 | 0 | bar a | 350 400 450 500 550 600 650 0 | 32;472;0;180¦623;14;0;30¦¦ | 0 | VT200S-METAL.png | NULL | 0 | NULL | 70.3 | 0 | 1
VT50Q-METAL | SPSA | SLURRY | OPEN | VT | METAL | 5 | WPG 2AF31 | WARMAN | Live |  |  | WPG2AF31 | 1 | 1 | 1 | 7 | 2 | 0 | 0 | 0 | NULL | 1 | 0 | 0 | 1 | 0 | 1 | 1 | 0 | 0 | 0 | 0 | l/sec | 1 | m | 1 | 2.6 | 14.2 | 0 | 0 | 0 | 0 | 30.2 | 22.7 | 46.98 | 0 | 0 | 12.02 | 24.96 | 6.26 | 0 | 30.2 | 0 | 18 | 0 | 0 | 0 | 0 | 0 | 0 | 0 | 0 | 0 | 800 | 1800 | 0 | 0 | 0 | 0 | 0 | 0 | 1800 | 228 | NULL | 0 | VT50Q-METAL |  | 1800 | 30.2 | 14.2 | NULL | 30.2;30;29.6;28.4;27;25;22.7 | 0;20;30;40;45;47;45 | 0;2.6;4.5;7.3;9.5;12;14.2 |  | 0;0;0;0;0;0;0 | 1 | 30.195 .0336 -.0383198 7.3096E-05 -1.1034E-05 | 0.005 9.473 -0.7927622 0.043586325-0.001340014 | 0 0 0 0 0 | 0 | NULL | NULL | 35 | 0 |  |  |  |  | 0 | 0 | 0 | 0 |  | 0 | 0 |  |  |  |  | WPG 2AF31 | VT50147Q-CR | [6 empty] | VT005Q | 30 | [30 empty] | NULL | NULL | NULL | NULL | 4 | NULL | 0 0 0 0 0 0 0 0 | 0 0 0 0 0 0 0 0 0 0 0 0 0 0 0 0 | 1.1111e+23 | 0 | 0 | 0 | 0 | 0 | 0 | 0 | 0 | 0 | 0 | 0 | 0 | 0 | 0 | 0 | 0 | 0 | 0 | 0 | 0 | 0 | 0 | 0 | 0 | 0 | NULL | NULL | NULL | 45636 |  | TAS ONLINE | TAS ONLINE | 0 | 0 | 50.8 | 50.8 | 0 |  | 45636 |  |  |  | NULL | NULL | NULL | NULL | NULL | NULL | NULL | NULL | NULL | NULL |  |  | 0 | 0 | 30.02 | 22.45 | 7.13 |  | NULL | [30 empty] | 0 | 0 | 0 | 0 | 0 | 20.0 30.0 40.0 45.0 0.0 0.0 0.0 0.0 | 0 | 0 | 0 | 0 | bar a | 800 1000 1200 1400 1600 1800 0 0 | 47;543;0;16¦628;2;0;35¦¦ | 0 | VT50Q-METAL.png | NULL | 0 | NULL | 7.02 | 0 | 1
VT80Q-METAL | SPSA | SLURRY | OPEN | VT | METAL | 5 | WPG 3AF31 | WARMAN | Live |  |  | WPG3AF31 | 1 | 1 | 1 | 8 | 2 | 0 | 0 | 0 | NULL | 1 | 0 | 0 | 1 | 0 | 1 | 1 | 0 | 0 | 0 | 0 | l/sec | 1 | m | 1 | 6.5 | 41 | 0 | 0 | 0 | 0 | 29.4 | 22.5 | 56.71 | 0 | 0 | 34.58 | 24.3 | 14.53 | 0 | 29.4 | 0 | 25 | 0 | 0 | 0 | 0 | 0 | 0 | 0 | 0 | 0 | 700 | 1500 | 0 | 0 | 0 | 0 | 0 | 0 | 1500 | 267 | NULL | 0 | VT80Q-METAL |  | 1500 | 29.4 | 41 | NULL | 29.4;28.9;28.5;27.9;26.8;25.6;23.9;22.5 | 0;20;30;40;50;55;57;54.98 | 0;6.5;10.4;15;22.2;28.7;36.2;41 |  | 0;0;0;0;0;0;0;0 | 5 | 29.397 -.2428 -.1157015 .012796585 -.000924333 | -0.072 17.52322 -1.5047706 0.023436526 -5.5219E-05 | 0 0 0 0 0 | 0 | NULL | NULL | 38 | 0 |  |  |  |  | 0 | 0 | 0 | 0 |  | 0 | 0 |  |  |  |  | WPG 3AF31 | VT80147Q-CR | [6 empty] | VT005Q | 30 | [30 empty] | NULL | NULL | NULL | NULL | 4 | NULL | 0 0 0 0 0 0 0 0 | 0 0 0 0 0 0 0 0 0 0 0 0 0 0 0 0 | 1.1111e+19 | 0 | 0 | 0 | 0 | 0 | 0 | 0 | 0 | 0 | 0 | 0 | 0 | 0 | 0 | 0 | 0 | 0 | 0 | 0 | 0 | 0 | 0 | 0 | 0 | 0 | NULL | NULL | NULL | 45636 |  | TAS ONLINE | TAS ONLINE | 0 | 0 | 76.2 | 76.2 | 0 |  | 45636 |  |  |  | NULL | NULL | NULL | NULL | NULL | NULL | NULL | NULL | NULL | NULL |  |  | 0 | 0 | 28.91 | 22.34 | 16.57 |  | NULL | [30 empty] | 0 | 0 | 0 | 0 | 0 | 20.0 30.0 40.0 50.0 55.0 0.0 0.0 0.0 | 0 | 0 | 0 | 0 | bar a | 700 900 1100 1300 1500 0 0 0 | 52;540;0;45¦623;6;0;35¦¦ | 0 | VT80Q-METAL.png | NULL | 0 | NULL | 16.45 | 0 | 1
WHP100-400PE | SPSA | SLURRY | CLOSED | WHP | METAL | 5 | WPG100PH30 | WARMAN | Live |  | PCH | 100 PCH-M | 1 | 1 | 1 | 8 | 2 | 0 | 0 | 0 | NULL | 1 | 0 | 0 | 1 | 0 | 1 | 1 | 0 | 0 | 0 | 0 | l/sec | 1 | m | 1 | 22.5 | 110.8 | 0 | 0 | 0 | 150 | 132.5 | 76 | 66.72 | 0 | 0 | 77.65 | 104.06 | 118.72 | 7.89 | 132.5 | 0 | 19 | 130 | 0 | 0 | 0 | 0 | 0 | 0 | 0 | 0 | 1400 | 2200 | 0 | 0 | 0 | 0 | 0 | 0 | 2200 | 400 | NULL | 0 | 100 PCH-M |  | 2200 | 132.5 | 110.8 | NULL | 132.5;131.2;129.2;123.5;115;104;90.3;76 | 0;40;50;60;65;67;65;60 | 0;22.5;32;46.5;61.7;77.7;94.7;110.8 |  | 4.7;4.7;5.5;5.9;6.5;7.9;9.4;10.6 | 10 | 132.478 .89285 -.6119569 -.004080737 .000950798 | 0.001 24.1427 -3.2807972 0.214661068-0.006418897 | 4.666 0.08393 0.0059167 0.0083743-0.000470082 | 0 | NULL | NULL | 0 | 0 | DW100 (5) |  |  |  | 0 | 1700 | 0 | 0 | curves\whp\whp100-500pe | 0 | 0 |  |  |  |  | 100 PCH | WHP100147PE-CR | 100 | [5 empty] | PE | 150 | 0 | 0 | 0 | 0 | [26 empty] | NULL | NULL | NULL | NULL | 4 | NULL | 0 0 0 0 0 0 0 0 | 0 0 0 0 0 0 0 0 0 0 0 0 0 0 0 0 | 1.1111e+19 | 0 | 0 | 0 | 0 | 0 | 0 | 0 | 0 | 0 | 0 | 0 | 0 | 0 | 0 | 0 | 0 | 0 | 0 | 0 | 0 | 0 | 0 | 0 | 0 | 0 | NULL | NULL | NULL | 44648 | Curve loaded from Warman / Weir printed curve | Gugu Khoza | Pieter du Plessis | 0 | 0 | 152.4 | 101.6 | 0 | A | 45231 |  |  |  | NULL | NULL | NULL | NULL | NULL | NULL | NULL | NULL | NULL | NULL |  |  | 0 | 0 | 131.37 | 91.53 | 127.88 |  | NULL | [30 empty] | 0 | 0 | 0 | 0 | 0 | 40.0 50.0 60.0 65.0 67.0 0.0 0.0 0.0 | 0 | 0 | 0 | 0 | bar a | 1400 1600 1800 2000 2200 0.0 0.0 0.0 | ¦¦¦ | 0 |  | NULL | 0 | NULL | 137.59 | 0 | 1
WHP100-500PE | SPSA | SLURRY | CLOSED | WHP | METAL | 5 | WPG100PH30 | WARMAN | Live |  | PCH | 100 PCH-M | 1 | 1 | 1 | 8 | 2 | 0 | 0 | 0 | NULL | 1 | 0 | 0 | 1 | 0 | 1 | 1 | 0 | 0 | 0 | 0 | l/sec | 1 | m | 1 | 22.5 | 110.8 | 0 | 0 | 0 | 150 | 132.5 | 76 | 66.8 | 0 | 0 | 78.29 | 103.56 | 118.98 | 7.94 | 132.5 | 0 | 19 | 130 | 0 | 0 | 0 | 0 | 0 | 0 | 0 | 0 | 1400 | 2200 | 0 | 0 | 0 | 0 | 0 | 0 | 2200 | 400 | NULL | 0 | 100 PCH-M |  | 2200 | 132.5 | 110.8 | NULL | 132.5;131.2;129.2;123.5;115;104;90.3;76 | 0;40;50;60;65;67;65;60 | 0;22.5;34;46.5;61.7;77.7;94.7;110.8 |  | 4.7;4.7;5.5;5.9;6.5;7.9;9.4;10.6 | 10 | 132.45 1.13159 -.6776149 .00163181 .000797497 | 0.077 23.44515 -3.0789841 0.195834827-0.005858453 | 4.668 0.02723 0.0284307 0.005535637-0.000355572 | 0 | NULL | NULL | 0.5 | 0 | DW100 (5) |  |  |  | 0 | 1700 | 0 | 0 | curves\whp\whp100-500pe | 0 | 0 |  |  |  |  | 100 PCH | WHP100147PE-CR | 100 | [5 empty] | PE | 150 | 0 | 0 | 0 | 0 | [26 empty] | NULL | NULL | NULL | NULL | 4 | NULL |  |  | 1.1111e+23 | 0 | 0 | 0 | 0 | 0 | 0 | 0 | 0 | 0 | 0 | 0 | 0 | 0 | 0 | 0 | 0 | 0 | 0 | 0 | 0 | 0 | 0 | 0 | 0 | 0 | NULL | NULL | NULL | 44648 | Curve loaded from Warman / Weir printed curve | Gugu Khoza | Pieter du Plessis | 0 | 0 | 152.4 | 101.6 | 0 | A | 45098 |  |  |  | NULL | NULL | NULL | NULL | NULL | NULL | NULL | NULL | NULL | NULL |  |  | 0 | 0 | 131.6 | 90.84 | 128.07 |  | NULL | [30 empty] | 0 | 0 | 0 | 0 | 0 | 40;50;60;65;67; | 0 | 0 | 0 | 0 | bar a | 1400;1600;1800;2000;2200;2200 | ¦¦¦ | 0 |  | NULL | 0 | NULL | 137.59 | 0 | 1
WHP125-330P | SPSA | SLURRY | OPEN | WHP | RUBBER | 6 | WHP150058P-CR | WARMAN | WIP |  |  |  | 1 | 1 | 1 | 13 | 2 | 0 | 0 | 0 | NULL | 1 | 0 | 0 | 1 | 0 | 1 | 1 | 1 | 0 | 0 | 0 | l/sec | 1 | m | 1 | 20.4 | 118.1 | 0 | 0 | 0 | 0 | 134.3 | 94.4 | 71.45 | 0 | 0 | 88.49 | 128.99 | 156.63 | 8.58 | 142.7 | 0 | 23 | 175 | 0 | 0 | 0 | 0 | 0 | 0 | 330 | 0 | 1200 | 2950 | 0 | 0 | 0 | 0 | 0 | 0 | 2950 | 330 | NULL | 0 | WHP125-330P |  | 2950 | 142.7 | 117.9 | NULL | 142.7;148.4;150;149.4;148.1;145.7;142.7;139;131.1;120.8;114.1;104.3;100.7 | 0;35;50;57;62;66;69;70.5;71.5;70.5;69;66;64 | 0;17.5;32.8;41.1;48.9;56.9;66.1;73.2;85.3;98.5;105.6;114.6;117.9 |  | 3.2;4;4.5;5.4;5.9;6.5;7.2;7.8;8.5;9;9.5;10;10.4 | 10 | 142.706 4.49162 -.7192008 .007482904 -.000379693 | 0.346 24.31756 -3.4493611 0.259146249-0.008712752 | 3.262 -0.00045 0.2006126-0.021817582 0.000771519 | 0 | NULL | NULL | 15 | 0 |  |  |  |  | 0 | 0 | 0 | 0 |  | 0 | 0 |  |  |  |  | 125PC-DWU | WHP150058P-CR | [6 empty] | WHP005P | 185 | [30 empty] | NULL | NULL | NULL | NULL | 4 | NULL | 0 0 0 0 0 0 0 0 | 0 0 0 0 0 0 0 0 0 0 0 0 0 0 0 0 | 1.1111e+31 | 0 | 0 | 0 | 0 | 0 | 0 | 0 | 0 | 0 | 0 | 0 | 0 | 0 | 0 | 0 | 0 | 0 | 0 | 0 | 0 | 0 | 0 | 0 | 0 | 0 | NULL | NULL | NULL | 45162 |  | Pieter du Plessis | Pieter du Plessis | 0 | 0 | 0 | 0 | 0 |  | 45168 |  |  |  | NULL | NULL | NULL | NULL | NULL | NULL | NULL | NULL | NULL | NULL |  |  | 0 | 0 | 148.4 | 113.44 | 170.81 |  | NULL | [30 empty] | 0 | 0 | 0 | 0 | 0 | 50.0 57.0 62.0 66.0 69.0 70.5 0.0 0.0 | 0 | 0 | 0 | 0 | bar a | 1200 1500 1800 2100 2350 2600 2800 2950 | 27;535;0;120¦570;44;0;160¦¦ | 0 | WHP125-330P.png | NULL | 0 | NULL | 181.87 | 0 | 1
WHP150-400PE | SPSA | SLURRY | CLOSED | WHP | METAL | 5 | WPG 150PC30 | WARMAN | Live |  | PCH | 100 PCH-M | 1 | 1 | 1 | 8 | 2 | 0 | 0 | 0 | NULL | 1 | 0 | 0 | 1 | 0 | 1 | 1 | 0 | 0 | 0 | 0 | l/sec | 1 | m | 1 | 29 | 163.1 | 0 | 0 | 0 | 150 | 80 | 50.6 | 76.35 | 0 | 0 | 137.81 | 59 | 104.41 | 8 | 80 | 0 | 31 | 137 | 0 | 0 | 0 | 0 | 0 | 0 | 0 | 0 | 900 | 1750 | 0 | 0 | 0 | 0 | 0 | 0 | 1750 | 400 | NULL | 0 | 100 PCH-M |  | 1750 | 80 | 163.1 | NULL | 80;79.1;77.9;75.7;71.1;68.3;60.3;50.6 | 0;40;50;60;70;73;76;73 | 0;29;42.9;61.6;89.8;102.6;133.4;163.1 |  | 2.9;2.9;3;3.4;4.5;5.2;7.6;10.6 | 10 | 80.009 -.0049 -.1135047 .000430933 -1.4269E-05 | 0.128 18.49408 -2.0433425 0.121074731-0.002976188 | 2.9 -0.03651 0.0039999 0.002848545 -7.2444E-05 | 0 | NULL | NULL | 0 | 0 | DW100 (5) |  |  |  | 0 | 1700 | 0 | 0 | curves\whp\whp100-500pe | 0 | 0 |  |  |  |  | WPG 150PC30 |  | 150 | [5 empty] | PE | 150 | 0 | 0 | 0 | 0 | [26 empty] | NULL | NULL | NULL | NULL | 4 | NULL | 0 0 0 0 0 0 0 0 | 0 0 0 0 0 0 0 0 0 0 0 0 0 0 0 0 | 1.1111e+19 | 0 | 0 | 0 | 0 | 0 | 0 | 0 | 0 | 0 | 0 | 0 | 0 | 0 | 0 | 0 | 0 | 0 | 0 | 0 | 0 | 0 | 0 | 0 | 0 | 0 | NULL | NULL | NULL | 44648 | Curve loaded from Warman / Weir printed curve | Gugu Khoza | Pieter du Plessis | 0 | 0 | 152.4 | 101.6 | 0 | A | 45098 |  |  |  | NULL | NULL | NULL | NULL | NULL | NULL | NULL | NULL | NULL | NULL |  |  | 0 | 0 | 79.05 | 49.77 | 111.86 |  | NULL | [30 empty] | 0 | 0 | 0 | 0 | 0 | 40.0 50.0 60.0 70.0 73.0 0.0 0.0 0.0 | 0 | 0 | 0 | 0 | bar a | 900 1100 1300 1500 1750 0 0 0 | 46;537;0;180¦476;15;0;90¦¦634;517;0;12 | 2 | WHP150-400PE.png | NULL | 0 | NULL | 110.84 | 0 | 1
WHP150-440Q | SPSA | SLURRY | OPEN | WHP | RUBBER | 6 | WHP150058Q-CR | WARMAN | WIP |  |  |  | 3 | 3 | 1 | 13 | 2 | 0 | 0 | 0 | NULL | 1 | 0 | 0 | 1 | 0 | 1 | 1 | 0 | 0 | 0 | 0 | l/sec | 1 | m | 1 | 15.2 | 228 | 0 | 0 | 0 | 0 | 141.2 | 21.2 | 75.57 | 0 | 0 | 168.08 | 132.38 | 288.66 | 9.32 | 141.2 | 0 | 23 | 169 | 0 | 0 | 0 | 0 | 0 | 0 | 0 | 0 | 1000 | 2200 | 0 | 0 | 0 | 0 | 0 | 0 | 2200 | 440 | NULL | 0 | WHP150-440Q;WHP150-440Q;WHP150-440Q |  | 1000.00 1600.00 2200.00 | 28.4 74.2 141.2 | 102.3 167.3 228 | NULL | 28.4;30.1;30.3;30.3;30.1;29.2;28.4;27;25.7;23.7;21.2¦74.2;77.2;78.6;78.6;77.8;76.4;74.8;72.6;70.3;67.3;64.3;60.1;54.1¦141.2;146.8;148.7;149;147.3;144.8;142.1;139.3;133.5;125.2;120.3;112.8;104 | 0;30;50;60;68;72;74;74.7;74;72;69¦0;30;50;60;68;72;74;75;75.7;75;74;72;69¦0;35;50;60;68;72;74;75;75.7;75;74;72;69 | 0;15.2;26.9;36.7;48.4;58.7;67;75.8;83.7;92.5;102.3¦0;22.5;42.1;56.8;74.9;89;99.8;110.1;120.8;130.6;140.4;152.6;167.3¦0;32.8;57.2;77.8;101.8;120.4;134.5;145.8;165.4;186.4;197.2;212.3;228 |  | 0;0;0;0;0;0;0;0;0;0;0¦0;0;0;0;0;0;0;0;0;0;0;0;0¦3;4;4.7;4.9;6.8;7.4;7.6;7.7;9.8;9.7;10.9;11.4;12 | 10 10 10 | 28.441 1.34434 -.2548515 .012204894 -.000677794 74.216 1.61013 -.121926 -.004524689 .000105491 141.225 2.14236 -.1373608 -.001357325 5.038E-06 | -0.309 24.35163 -2.4444734 0.068546528 0.000253846 -0.178 16.20419 -1.1886746 0.036107612-0.000488751 0.222 12.84628 -0.8556375 0.0289448-0.000453554 | 0 0 0 0 0 0 0 0 0 0 3.027 0.23308 0.0085423 0.000144206 -9.1E-06 | 0.00 0.00 0.00 | NULL | NULL | 20 | 0 |  |  |  |  | 0 | 0 | 0 | 0 |  | 0 | 0 |  |  |  |  | 150QC-DWU | WHP150058Q-CR | [6 empty] | WHP005Q | 300 | [30 empty] | NULL | NULL | NULL | NULL | 4 | NULL | 0 0 0 0 0 0 0 0 | 0 0 0 0 0 0 0 0 0 0 0 0 0 0 0 0 | 1.1111e+27 | 0 | 0 | 0 | 0 | 0 | 0 | 0 | 0 | 0 | 0 | 0 | 0 | 0 | 0 | 0 | 0 | 0 | 0 | 0 | 0 | 0 | 0 | 0 | 0 | 0 | NULL | NULL | NULL | 45162 |  | Pieter du Plessis | Pieter du Plessis | 0 | 0 | 200 | 150 | 0 |  | 45168 |  |  |  | NULL | NULL | NULL | NULL | NULL | NULL | NULL | NULL | NULL | NULL |  |  | 0 | 0 | 144.16 | 118.25 | 317.37 |  | NULL | [30 empty] | 0 | 0 | 0 | 0 | 0 | 50.0 60.0 68.0 72.0 74.0 75.0 0.0 0.0 | 0 | 0 | 0 | 0 | bar a | 1000 1200 1400 1600 1800 2000 2200 0 | 26;537;0;250¦621;41;0;160¦¦ | 0 | WHP150-440Q.png | NULL | 0 | NULL | 336.91 | 12 | 3
WHP150-500PF | SPSA | SLURRY | CLOSED | WHP | METAL | 5 | WPG150PH30 | WARMAN | Live |  | PCH | 150 PCH-M | 1 | 1 | 1 | 7 | 2 | 0 | 0 | 0 | NULL | 1 | 0 | 0 | 1 | 0 | 1 | 1 | 0 | 0 | 0 | 0 | l/sec | 1 | m | 1 | 47 | 194 | 0 | 0 | 0 | 300 | 132.5 | 82.5 | 73.2 | 0 | 0 | 159.41 | 99.79 | 213.03 | 8.22 | 132.5 | 0 | 23 | 148 | 0 | 0 | 0 | 0 | 0 | 0 | 0 | 0 | 1200 | 1800 | 0 | 0 | 0 | 0 | 0 | 0 | 1800 | 500 | NULL | 0 | 150 PCH-M |  | 1800 | 132.5 | 194 | NULL | 132.5;131;128.2;124.9;118.1;104;82.5 | 0;50;60;65;70;73;70 | 0;47;70.5;85.5;109.5;150;194 |  | 3.9;3.9;4.3;4.7;5.6;7.6;11 | 10 | 132.475 .5714 -.1850448 .001802375 -3.2149E-05 | 0.037 16.36118 -1.5523378 0.073997758-0.001436829 | 3.902 -0.1578 0.0379928-0.001295766 3.7555E-05 | 0 | NULL | NULL | 0.5 | 0 | DW150 (5) |  |  |  | 0 | 1700 | 0 | 0 | curves\whp\whp150-500pf | 0 | 0 |  |  |  |  | 150 PCH | WHP150147PF-CR | 150 | [5 empty] | PF | 300 | 0 | 0 | 0 | 0 | [26 empty] | NULL | NULL | NULL | NULL | 4 | NULL |  |  | 1.1111e+27 | 0 | 0 | 0 | 0 | 0 | 0 | 0 | 0 | 0 | 0 | 0 | 0 | 0 | 0 | 0 | 0 | 0 | 0 | 0 | 0 | 0 | 0 | 0 | 0 | 0 | NULL | NULL | NULL | 44648 | Curve loaded from Warman / Weir printed curve | Gugu Khoza | Pieter du Plessis | 0 | 0 | 203.2 | 152.4 | 0 | A | 44872 |  |  |  | NULL | NULL | NULL | NULL | NULL | NULL | NULL | NULL | NULL | NULL |  |  | 0 | 0 | 131.24 | 84 | 223.3 |  | NULL | [30 empty] | 0 | 0 | 0 | 0 | 0 | 50;60;65;70;73; | 0 | 0 | 0 | 0 | bar a | 1200;1300;1400;1500;1600;1700;1800 | ¦¦¦ | 0 |  | NULL | 0 | NULL | 224.16 | 0 | 1
WHP200-500PF | SPSA | SLURRY | CLOSED | WHP | METAL | 5 | WPG 200PC30 | WARMAN | Live |  | PCH | 150 PCH-M | 1 | 1 | 1 | 8 | 2 | 0 | 0 | 0 | NULL | 1 | 0 | 0 | 1 | 0 | 1 | 1 | 0 | 0 | 0 | 0 | l/sec | 1 | m | 1 | 64.1 | 290.9 | 0 | 0 | 0 | 300 | 79.4 | 50.4 | 78.89 | 0 | 0 | 237.89 | 61.3 | 181.21 | 7.7 | 79.4 | 0 | 31 | 148 | 0 | 0 | 0 | 0 | 0 | 0 | 0 | 0 | 700 | 1400 | 0 | 0 | 0 | 0 | 0 | 0 | 1400 | 500 | NULL | 0 | WHP200-500PF |  | 1400 | 79.4 | 290.9 | NULL | 79.4;80.2;79.4;76.9;73.6;71.3;61.3;50.4 | 0;50;60;70;75;77;79;77 | 0;64.1;85.9;124.6;157.3;176.6;237.7;290.9 |  | 3.4;3.4;3.6;4.1;4.7;5.3;7.7;10.5 | 25 | 79.406 1.12397 -.3197807 -.002461756 .000277312 | -0.013 28.23653 -4.0326608 0.278977738-0.007913042 | 3.396 -0.03307 0.0005669 0.007937087-0.000277584 | 0 | NULL | NULL | 0 | 0 |  |  |  |  | 0 | 1700 | 0 | 0 | curves\whp\WHP200-500PF | 0 | 0 |  |  |  |  | WPG 200PC30 |  | 200 | [5 empty] | PF | 300 | [30 empty] | NULL | NULL | NULL | NULL | 4 | NULL | 0 0 0 0 0 0 0 0 | 0 0 0 0 0 0 0 0 0 0 0 0 0 0 0 0 | 1.1111e+31 | 0 | 0 | 0 | 0 | 0 | 0 | 0 | 0 | 0 | 0 | 0 | 0 | 0 | 0 | 0 | 0 | 0 | 0 | 0 | 0 | 0 | 0 | 0 | 0 | 0 | NULL | NULL | NULL | 44872 | Curve loaded from Warman / Weir printed curve | Gugu Khoza | Pieter du Plessis | 0 | 0 | 203.2 | 152.4 | 0 |  | 45098 |  |  |  | NULL | NULL | NULL | NULL | NULL | NULL | NULL | NULL | NULL | NULL |  |  | 0 | 0 | 80.16 | 51.59 | 186.48 |  | NULL | [30 empty] | 0 | 0 | 0 | 0 | 0 | 50.0 60.0 65.0 70.0 75.0 77.0 0.0 0.0 | 0 | 0 | 0 | 0 | bar a | 700 800 900 1000 1100 1200 1300 1400 | 47;543;0;300¦523;200;0;90¦¦633;552;0;12 | 2 | WHP200-500PF.png | NULL | 0 | NULL | 186.67 | 0 | 1
WHP200-550R | SPSA | SLURRY | OPEN | WHP | RUBBER | 6 | WHP200058R-CR | WARMAN | WIP |  |  |  | 3 | 3 | 1 | 12 | 2 | 0 | 0 | 0 | NULL | 1 | 0 | 0 | 1 | 0 | 1 | 1 | 0 | 0 | 0 | 0 | l/sec | 1 | m | 1 | 52.5 | 400 | 0 | 0 | 0 | 0 | 144.2 | 103.2 | 78.83 | 0 | 0 | 308.71 | 128.88 | 494.83 | 9.2 | 144.2 | 0 | 26 | 186 | 0 | 0 | 0 | 0 | 0 | 0 | 0 | 0 | 600 | 1770 | 0 | 0 | 0 | 0 | 0 | 0 | 1770 | 550 | NULL | 0 | WHP200-550R;WHP200-550R;WHP200-550R |  | 600.00 1350.00 1770.00 | 16.7 83.6 144.2 | 126.3 302 400 | NULL | 16.7;17.2;17.5;17.2;17;15.5;12.8¦83.6;87.4;88;88.3;87.4;86.2;84.2;80.9;76.7;72.3;66.3;60.7¦144.2;149.3;150.8;151.1;150.2;148.1;144.5;139.5;132;123.4;112.4;103.2 | 0;40;50;60;68;70;68¦0;40;50;60;68;73;76;78;78.6;78;76;73¦0;40;50;60;68;73;76;78;78.6;78;76;72 | 0;20.4;36.9;51;69.8;97.3;126.3¦0;43.9;69;93.3;120;145.1;167.8;195.3;222;248.6;276.9;302¦0;52.5;87.1;117.6;153.7;185.9;216.5;254.1;293.3;331.8;372.5;400 |  | 0;0;0;0;0;0;0¦0;0;0;0;0;0;0;0;0;0;0;0¦2.9;3.9;4.7;5.4;6.1;6.8;7.6;8.4;9;9.5;10;10.5 | 10 25 25 | 16.698 .33776 -.0369849 -.000779389 -2.7399E-05 83.643 2.71836 -.387985 -.002921988 .000279479 144.172 3.2645 -.3960939 .00427328 -.000139641 | 0.51 25.09048 -4.0038389 0.322948134-0.010278376 0.495 27.25068 -3.8961219 0.282315706-0.008740913 0.728 22.22761 -2.6709789 0.161487376-0.004001148 | 0 0 0 0 0 0 0 0 0 0 2.916 0.38759 0.0444854 -0.00397659 9.4905E-05 | 0.00 0.00 0.00 | NULL | NULL | 30 | 0 |  |  |  |  | 0 | 0 | 0 | 0 |  | 0 | 0 |  |  |  |  | 200RC-DWU | WHP200058R-CR | [6 empty] | WHP005R | 400 | [30 empty] | NULL | NULL | NULL | NULL | 4 | NULL | 0 0 0 0 0 0 0 0 | 0 0 0 0 0 0 0 0 0 0 0 0 0 0 0 0 | 111111111111 | 0 | 0 | 0 | 0 | 0 | 0 | 0 | 0 | 0 | 0 | 0 | 0 | 0 | 0 | 0 | 0 | 0 | 0 | 0 | 0 | 0 | 0 | 0 | 0 | 0 | NULL | NULL | NULL | 45162 |  | Pieter du Plessis | Pieter du Plessis | 0 | 0 | 250 | 200 | 0 |  | 45168 |  |  |  | NULL | NULL | NULL | NULL | NULL | NULL | NULL | NULL | NULL | NULL |  |  | 0 | 0 | 146.57 | 112.74 | 537.81 |  | NULL | [30 empty] | 0 | 0 | 0 | 0 | 0 | 50.0 60.0 68.0 73.0 76.0 78.0 0.0 0.0 | 0 | 0 | 0 | 0 | bar a | 600 800 1000 1200 1350 1500 1650 1770 | 27;537;0;400¦583;45;0;160¦¦ | 0 | WHP200-550R.png | NULL | 0 | NULL | 562.09 | 10.5 | 3
26/22-MD550G-M | SPSA | SLURRY | CLOSED | WPG | METAL | 5 | WPG550L30 | WARMAN | WIP |  | WPG | 550L30 | 3 | 3 | 1 | 9 | 2 | 0 | 0 | 0 | NULL | 1 | 0 | 0 | 1 | 0 | 1 | 1 | 1 | 0 | 0 | 0 | l/sec | 1 | m | 1 | 377.2 | 2629 | 0 | 0 | 0 | 1400 | 51.8 | 10 | 85.8 | 0 | 0 | 2077.41 | 42.05 | 998.25 | 11.45 | 51.8 | 0 | 41 | 110 | 0 | 0 | 0 | 0 | 0 | 0 | 0 | 0 | 250 | 475 | 0 | 0 | 0 | 0 | 0 | 0 | 475 | 1230 | NULL | 0 | 26/22-MD550G-M;26/22-MD550G-M;26/22-MD550G-M |  | 250.00 400.00 475.00 | 14.4 36.7 51.8 | 1401 2234 2653 | NULL | 14.4;14.5;14.3;14;13.5;12.9;11.7;10.6;9.8¦36.7;37.1;36.4;35.2;34.4;33;30;27;25.2¦51.8;51.9;51.2;49.4;48.5;46.2;42.2;37.9;35.5 | 0;60;70;78;81;84;86;84;80.9¦0;60;70;78;81;84;86;84;80.9¦0;60;70;78;81;84;86;84;80.9 | 0;377.2;515;664.7;754.5;880.2;1096;1281;1401¦0;616.8;826.3;1072;1210;1407;1743;2054;2234¦0;730.5;982;1270;1443;1677;2066;2437;2653 |  | 2.1;2.3;2.5;2.5;2.6;2.9;3.2;3;3.3¦0;0;0;0;0;0;0;11.6;11.9¦8;8.6;9;9.5;10.1;10.5;11.4;12;12 | 100 100 250 | 14.396 .13208 -.0143601 -.00368812 .00016972 36.703 .3378 -.0453249 -9.5775E-05 1.8606E-05 51.799 .46464 -.0735716 -.02939245 .001748972 | 0.019 24.27261 -2.7996978 0.165524429-0.004280774 0.004 14.8167 -1.0324365 0.037035183-0.000593389 0.005 31.33813 -4.6372134 0.353489478-0.011980369 | 2.104 0.01145 0.0115744-0.000250946 -1.6184E-05 0 0 0 0 0 8 0.09969 0.017151 0.008445164-0.000715063 | 0.00 0.00 0.00 | NULL | NULL | 205 | 0 | WPG550L30 | 550GAM |  |  | 0 | 0 | 0 | 0 | curves\whp\26/22-MD550G-M | 0 | 0 |  |  |  |  | 550G L-5VCM | MD550147G-CR | 550G | [5 empty] | GAM | 600 | GGAM | 900 | 0 | 0 | [26 empty] | NULL | NULL | NULL | NULL | 4 | NULL | 0 0 0 0 0 0 0 0 | 0 0 0 0 0 0 0 0 0 0 0 0 0 0 0 0 | 1.1111e+23 | 0 | 0 | 0 | 0 | 0 | 0 | 0 | 0 | 0 | 0 | 0 | 0 | 0 | 0 | 0 | 0 | 0 | 0 | 0 | 0 | 0 | 0 | 0 | 0 | 0 | NULL | NULL | NULL | 45098 | Curve loaded from Warman / Weir printed curve WPG550L30 | Pieter du Plessis | TAS ONLINE | 0 | 0 | 660.4 | 558.8 | 0 |  | 45362 |  |  |  | NULL | NULL | NULL | NULL | NULL | NULL | NULL | NULL | NULL | NULL |  |  | 0 | 0 | 52.24 | 37.27 | 1091.51 |  | NULL | [30 empty] | 0 | 0 | 0 | 0 | 0 | 60.0 70.0 78.0 81.0 84.0 86.0 0.0 0.0 | 0 | 0 | 0 | 0 | bar a | 250 300 350 400 450 475 0.0 0.0 | 34;535;0;3000¦475;9;0;60¦¦639;523;0;16 | 2 | 26_22-MD550G-M.png | NULL | 0 | NULL | 1141.34 | 12 | 3
26/22-MD550G-R | SPSA | SLURRY | CLOSED | WPG | RUBBER | 5 | WPG550L32 | WARMAN | WIP |  | WPG | 550L33 | 3 | 3 | 1 | 9 | 2 | 0 | 0 | 0 | NULL | 1 | 0 | 0 | 1 | 0 | 1 | 1 | 0 | 0 | 0 | 0 | l/sec | 1 | m | 1 | 267.5 | 2325 | 0 | 0 | 0 | 0 | 41.8 | 10.6 | 87.83 | 0 | 0 | 1880.76 | 35.79 | 751.32 | 9.4 | 41.8 | 0 | 40 | 109 | 0 | 0 | 0 | 0 | 0 | 0 | 0 | 0 | 250 | 425 | 0 | 0 | 0 | 0 | 0 | 0 | 425 | 1213 | NULL | 0 | 26/22-MD550G-R;26/22-MD550G-R;26/22-MD550G-R |  | 250.00 350.00 425.00 | 14.6 28.6 41.8 | 1362 1912 2325 | NULL | 14.6;15;15;14.9;14.8;14.6;13.9;12.4;10.6¦28.6;29.3;29.4;29.1;29;28.4;27.1;24.2;20.7¦41.8;43.2;43;42.9;42.3;41.7;40;35.6;30.6 | 0;50;60;70;75;80;85;88;84.9¦0;50;60;70;75;80;85;88;84.8¦0;50;60;70;75;80;85;88;84.8 | 0;267.5;345.3;462.1;544.7;651.8;822;1119;1362¦0;374.5;491.2;656.6;758.8;909.5;1143;1561;1912¦0;452.3;598.2;797.7;929;1109;1396;1897;2325 |  | 2.1;2.4;2.6;2.6;2.7;2.7;2.9;3.3;3.7¦0;0;0;0;0;0;0;0;0¦6.3;6.7;7.2;7.4;7.5;7.7;8.2;9.5;10.6 | 100 100 100 | 14.599 .25869 -.0403035 -.000187023 1.2531E-05 28.588 .37841 -.0459148 .000139123 5.247E-06 41.808 .52696 -.0557676 .000736473 -8.817E-06 | -0.049 25.95509 -3.097063 0.183661282-0.004592851 -0.017 18.26689 -1.5199243 0.062736695-0.001102216 -0.003 15.13059 -1.0539884 0.036664038-0.000540818 | 2.094 0.20803 -0.033818 0.003220007 -8.9714E-05 0 0 0 0 0 6.277 0.16883 -0.0109948 0.000879684 -1.6086E-05 | 0.00 0.00 0.00 | NULL | NULL | 205 | 0 | WPG550L32 | 550GAM/GGAM |  |  | 0 | 0 | 0 | 0 | curves\whp\26/22-MD550G-R | 0 | 0 |  |  |  |  | WPG550L32 | MD550147G-RU | 550G | [5 empty] | GAM | 600 | GGAM | 900 | 0 | 0 | [26 empty] | NULL | NULL | NULL | NULL | 4 | NULL | 0 0 0 0 0 0 0 0 | 0 0 0 0 0 0 0 0 0 0 0 0 0 0 0 0 | 1.1111e+19 | 0 | 0 | 0 | 0 | 0 | 0 | 0 | 0 | 0 | 0 | 0 | 0 | 0 | 0 | 0 | 0 | 0 | 0 | 0 | 0 | 0 | 0 | 0 | 0 | 0 | NULL | NULL | NULL | 45098 | Curve loaded from Warman / Weir printed curve WPG550L32 | Pieter du Plessis | Pieter du Plessis | 0 | 0 | 660.4 | 558.8 | 0 |  | 45114 |  |  |  | NULL | NULL | NULL | NULL | NULL | NULL | NULL | NULL | NULL | NULL |  |  | 0 | 0 | 42.83 | 31.47 | 811.81 |  | NULL | [30 empty] | 0 | 0 | 0 | 0 | 0 | 50.0 60.0 70.0 75.0 80.0 88.0 85.0 0.0 | 0 | 0 | 0 | 0 | bar a | 250 300 350 400 425 0 0.0 0.0 | 27;541;0;2500¦473;7;0;50¦¦634;517;0;12 | 2 | 26_22-MD550G-R.png | NULL | 0 | NULL | 822.52 | 10.6 | 3
26/22-MD550TU-M | SPSA | SLURRY | CLOSED | WPG | METAL | 5 | WPG550L30 | WARMAN | WIP |  | WPG | 550L30 | 3 | 3 | 1 | 9 | 2 | 0 | 0 | 0 | NULL | 1 | 0 | 0 | 1 | 0 | 1 | 1 | 1 | 0 | 0 | 0 | l/sec | 1 | m | 1 | 377.2 | 2629 | 0 | 0 | 0 | 1200 | 51.8 | 10 | 85.8 | 0 | 0 | 2077.41 | 42.05 | 998.25 | 11.45 | 51.8 | 0 | 41 | 110 | 0 | 0 | 0 | 0 | 0 | 0 | 0 | 0 | 250 | 475 | 0 | 0 | 0 | 0 | 0 | 0 | 475 | 1230 | NULL | 0 | 26/22-MD550G-M;26/22-MD550G-M;26/22-MD550G-M |  | 250.00 400.00 475.00 | 14.4 36.7 51.8 | 1401 2234 2653 | NULL | 14.4;14.5;14.3;14;13.5;12.9;11.7;10.6;9.8¦36.7;37.1;36.4;35.2;34.4;33;30;27;25.2¦51.8;51.9;51.2;49.4;48.5;46.2;42.2;37.9;35.5 | 0;60;70;78;81;84;86;84;80.9¦0;60;70;78;81;84;86;84;80.9¦0;60;70;78;81;84;86;84;80.9 | 0;377.2;515;664.7;754.5;880.2;1096;1281;1401¦0;616.8;826.3;1072;1210;1407;1743;2054;2234¦0;730.5;982;1270;1443;1677;2066;2437;2653 |  | 2.1;2.3;2.5;2.5;2.6;2.9;3.2;3;3.3¦0;0;0;0;0;0;0;11.6;11.9¦8;8.6;9;9.5;10.1;10.5;11.4;12;12 | 100 100 250 | 14.396 .13208 -.0143601 -.00368812 .00016972 36.703 .3378 -.0453249 -9.5775E-05 1.8606E-05 51.799 .46464 -.0735716 -.02939245 .001748972 | 0.019 24.27261 -2.7996978 0.165524429-0.004280774 0.004 14.8167 -1.0324365 0.037035183-0.000593389 0.005 31.33813 -4.6372134 0.353489478-0.011980369 | 2.104 0.01145 0.0115744-0.000250946 -1.6184E-05 0 0 0 0 0 8 0.09969 0.017151 0.008445164-0.000715063 | 0.00 0.00 0.00 | NULL | NULL | 205 | 0 | WPG550L30 | 550TU |  |  | 0 | 0 | 0 | 0 | curves\whp\26/22-MD550G-M | 0 | 0 |  |  |  |  | 550TU L-5VCM | MD550147T-CR | 550G | [5 empty] | TU | 1200 |  |  | 0 | 0 | [26 empty] | NULL | NULL | NULL | NULL | 4 | NULL | 0 0 0 0 0 0 0 0 | 0 0 0 0 0 0 0 0 0 0 0 0 0 0 0 0 | 1.1111e+23 | 0 | 0 | 0 | 0 | 0 | 0 | 0 | 0 | 0 | 0 | 0 | 0 | 0 | 0 | 0 | 0 | 0 | 0 | 0 | 0 | 0 | 0 | 0 | 0 | 0 | NULL | NULL | NULL | 45098 | Curve loaded from Warman / Weir printed curve WPG550L30 | Pieter du Plessis | Pieter du Plessis | 0 | 0 | 660.4 | 558.8 | 0 |  | 45363 |  |  |  | NULL | NULL | NULL | NULL | NULL | NULL | NULL | NULL | NULL | NULL |  |  | 0 | 0 | 52.24 | 37.27 | 1091.51 |  | NULL | [30 empty] | 0 | 0 | 0 | 0 | 0 | 60.0 70.0 78.0 81.0 84.0 86.0 0.0 0.0 | 0 | 0 | 0 | 0 | bar a | 250 300 350 400 450 475 0.0 0.0 | 34;535;0;3000¦475;9;0;60¦¦639;523;0;16 | 2 | 26_22-MD550G-M.png | NULL | 0 | NULL | 1141.34 | 12 | 3